## Cover
SWE Team Incremental Measure Cost Database
This measure cost database was originally developed by the SWE Team pursuant to the 2013 TRC Order quoted below:
The Commission approved the development of an incremental costs database to assist EDCs in their development of TRC ratio calculations and to promote consistency in TRC calculations.
EDCs will have the flexibility to choose between values in the new SWE incremental costs database, adjusted values from the DEER database, or the values currently used for program planning and cost-effectiveness testing.
As stated in the 2021 TRC Order, use of this database is optional. EDCs may elect to use the the cost assumptions in the Incremental Measure Cost Database or other reputable industry sources in their EE&C plans and annual TRC reporting.
Definitions (taken from Section 1.4 of the 2021 Technical Reference Manual)
Replace on Burnout ("ROB") |  |  | = | The replacement of equipment that has failed or is at the end of its service life with a model that is more efficient than required by the codes and standards in effect at the time of replacement, or is more efficient than standard practice if there are no applicable codes or standards. The baseline used for calculating energy savings for replace on burnout measures is the applicable code, standard, or industry standard practice in the absence of applicable code or standards. The incremental cost for replacement on burnout measures is the difference between the cost of baseline and more efficient equipment.
New Construction ("NC") |  |  | = | The substitution of efficient equipment for standard baseline equipment that the customer does not yet own or during the course of a major renovation project that removes existing, but operationally functional equipment. The baseline used for calculating energy savings is the construction of a new building or installation of new equipment that complies with applicable code, standard or industry standard practice in the absence of applicable code or standards in place at the time of construction/installation/substantial renovation. The incremental cost for a new construction or substantial renovation measure is the difference between the cost of the baseline and more efficient equipment.
Retrofit |  |  | = | Measures that modify or add on to existing equipment with technology to make the system more energy efficient. Retrofit measures have a dual baseline. For the estimated remaining useful life of the existing equipment the baseline is the existing equipment; afterwards, the baseline is the applicable code, standard, or industry standard practice expected to be in place at the time the unit would have been naturally replaced or retrofited. If there are no known or expected changes to the baseline standards, the standard in effect at the time of the retrofit is to be used. Incremental cost is the full cost of equipment retrofit. In practice, in order to avoid the uncertainty surrounding the determination of "remaining useful life," retrofit measure savings and costs sometimes follow replace on burnout baseline and incremental cost definitions.
Early Replacement |  |  | = | The replacement of existing equipment, which is functioning as intended and is not operationally obsolete, with a more efficient model primarily for purposes of increased efficiency. Early replacement measures have a dual baseline. For the estimated remaining useful life of the existing equipment the baseline is the existing equipment; afterwards, the baseline is the applicable code, standard, or industry standard practice expected to be in place at the time the unit would have been naturally replaced. If there are no known or expected changes to the baseline standards, the standard in effect at the time of the early replacement is to be used. Incremental cost is the full cost of equipment replacement. In practice, in order to avoid the uncertainty surrounding the determination of "remaining useful life," early replacement measure savings and costs sometimes follow replace on burnout baseline and incremental cost definitions.
Discussion of Format
This tool was designed and organized to match measure entries in the 2021 TRM.
Instead of separate row for the ROB/New vintage and Early/Retrofit vintage, the two vintages are presented as two different columns
Where the underlying data permits, cost components are shown separately
For commercial lighting measures, O&M costs are provided based on assumptions about avoided future lamp replacements
Treatment of Costs
For Replace on Burnout ("ROB") and New Construction ("NC") measures,
| Cost | = | Incremental Cost |  | = | Efficient Measure Cost - Baseline Measure Cost
For Retrofit and Early Replacement measures,
| Cost | = | Full Project Cost |  | = | Labor Cost + Efficient Measure Cost
Where the underlying data permits, cost components are shown separately. In some instances, labor costs and material costs could not be determined as sources only included a total project cost. "n/a" appears in the labor and materials cost columns for these instances.
Revision History
Version | Date | Notes
1 | 2012-11-14 | First draft developed and circulated for EDC comment
1.1 | 2013-02-15 | Final version, including updates based on EDC comments.
2.1 | 2014-05-15 | Updated version for use with in PY6 and PY7 and market potential study (Residential Update Only)
3 | 2017-08-04 | Update LED cost assumptions. Residential and C&I re-combined. Measure numbering aligned with 2016 TRM. Replace calculated cells with values
3.1 | 2017-09-01 | Revised O&M assumptions for certain LED products. Aligned General Service LED costs for res and non-res. Added Type A/B/C distinction for linear LEDs. Split labor assumptions into a time*rate formula for improved transparency
3.2 | 2017-12-12 | Revised costs for Ductless Mini-Splits (Commercial/Industrial and Residential) and for Air Source Heat Pumps (Residential Update Only)
4 | 2020-07-01 | Complete update of the database. Measure taxonomy revised to align with the 2021 TRM

## Interim C&I DB Old (hidden)
TRM # | TRM Name | Measure Name | Efficient Measure Description | Baseline Measure Description | ROB vs. Retrofit vs. NC vs. Early Replacement | Units | Efficient Cost | Baseline Cost | Labor Time | Labor Cost | ROB/New | Early/Retro | O&M Benefits | Source | Notes
3.1.1 | Lighting Improvements | 4' - T5 - 2 Lamp System | 4' - T5 - 2 Lamp System | T-8 Lighting (per note) |  | Fixture | 103 | 75 |  | 26 | 28 | 129 |  | EDC Submitted Invoices | Baseline for New/ROB deemed to be T-8 lighting
3.1.1 | Lighting Improvements | 4' - T5 - 3 Lamp System | 4' - T5 - 3 Lamp System | T-8 Lighting (per note) |  | Fixture | 140 | 107 |  | 26 | 33 | 166 |  | EDC Submitted Invoices | Baseline for New/ROB deemed to be T-8 lighting
3.1.1 | Lighting Improvements | 4' - T5 - 4 Lamp System | 4' - T5 - 4 Lamp System | T-8 Lighting (per note) |  | Fixture | 153 | 129 |  | 26 | 24 | 179 |  | EDC Submitted Invoices | Baseline for New/ROB deemed to be T-8 lighting
3.1.1 | Lighting Improvements | 4' - T5 - 6 Lamp System | 4' - T5 - 6 Lamp System | T-8 Lighting (per note) |  | Fixture | 185 | 178 |  | 26 | 7 | 211 |  | EDC Submitted Invoices | Baseline for New/ROB deemed to be T-8 lighting
3.1.1 | Lighting Improvements | 8' - T5 - 2 Lamp System | 8' - T5 - 2 Lamp System | T-8 Lighting (per note) |  | Fixture | 113 | 79 |  | 26 | 34 | 139 |  | EDC Submitted Invoices | Baseline for New/ROB deemed to be T-8 lighting
3.1.1 | Lighting Improvements | 8' - T5 - 3 Lamp System | 8' - T5 - 3 Lamp System | T-8 Lighting (per note) |  | Fixture | 154 | 119 |  | 26 | 35 | 180 |  | EDC Submitted Invoices | Baseline for New/ROB deemed to be T-8 lighting
3.1.1 | Lighting Improvements | 8' - T5 - 4 Lamp System | 8' - T5 - 4 Lamp System | T-8 Lighting (per note) |  | Fixture | 168 | 140 |  | 26 | 28 | 194 |  | EDC Submitted Invoices | Baseline for New/ROB deemed to be T-8 lighting
3.1.1 | Lighting Improvements | Induction Street Lighting | Induction Street Lighting |  | Early | Light | 290 |  |  | n/a |  | 290 |  | EDC Quarterly Data Request Responses
3.1.1 | Lighting Improvements | Premium Efficiency T8 Lighting Replacement (25W lamps) | Premium Efficiency T8 Lighting Replacement (25W lamps) |  | Early | Lamp | 2.5 |  |  | n/a |  | 2.5 |  | EDC Submitted Invoices
3.1.1 | Lighting Improvements | Premium Efficiency T8 Lighting Replacement (28W lamps ) | Premium Efficiency T8 Lighting Replacement (28W lamps ) |  | Early | Lamp | 2.5 |  |  | n/a |  | 2.5 |  | EDC Submitted Invoices
3.1.3 | Lighting Controls | Central Lighting Control System | Central Lighting Control System |  | Early | Unit | 77 |  |  | n/a |  | 77 |  | EDC TRC Models
3.1.3 | Lighting Controls | Dusk to Dawn | Dusk to Dawn |  | Early | Unit | 123 |  |  | 117 |  | 240 |  | DEER 2008
3.1.3 | Lighting Controls | Hotel Occupancy Sensors - Ceiling | Hotel Occupancy Sensors - Ceiling |  | Early | Unit | 102 |  |  | 138 |  | 240 |  | Navigant 2011
3.1.3 | Lighting Controls | Hotel Occupancy Sensors - Wall | Hotel Occupancy Sensors - Wall |  | Early | Unit | 51 |  |  | 57 |  | 108 |  | Navigant 2011
3.1.3 | Lighting Controls | Occupancy Sensor, Ceiling Mounted PIR | Occupancy Sensor, Ceiling Mounted PIR |  | Early | Unit | 71 |  |  | 58 |  | 129 |  | EDC Submitted Invoices
3.1.3 | Lighting Controls | Occupancy Sensor, Motion | Occupancy Sensor, Motion |  | Early | Unit | 58 |  |  | 58 |  | 116 |  | EDC Submitted Invoices
3.1.3 | Lighting Controls | Occupancy Sensor, Wall Mounted PIR | Occupancy Sensor, Wall Mounted PIR |  | Early | Unit | 47 |  |  | 58 |  | 105 |  | EDC Submitted Invoices
3.1.3 | Lighting Controls | Photocell Dimming Control | Photocell Dimming Control |  |  | Unit | 378.9474 | 128.95 |  | n/a | 250 | 378.9474 |  | Market Potential Study
| Traffic Lights | Green LED Traffic Light - 12 inch | Green LED Traffic Light - 12 inch |  | Early | Light | 83 |  |  | 72 |  | 155 |  | EDC Submitted Invoices
| Traffic Lights | Green LED Traffic Light - 8 inch | Green LED Traffic Light - 8 inch |  | Early | Light | 62 |  |  | 72 |  | 134 |  | EDC Submitted Invoices
| Traffic Lights | Hand/Man LED | Hand/Man LED |  | Early | Light | 73 |  |  | 72 |  | 145 |  | EDC Submitted Invoices
| Traffic Lights | Red LED Traffic Light - 12 inch | Red LED Traffic Light - 12 inch |  | Early | Light | 73 |  |  | 72 |  | 145 |  | EDC Submitted Invoices
| Traffic Lights | Red LED Traffic Light - 8 inch | Red LED Traffic Light - 8 inch |  | Early | Light | 69 |  |  | 72 |  | 141 |  | EDC Submitted Invoices
| Traffic Lights | Yellow LED Traffic Light - 12 inch | Yellow LED Traffic Light - 12 inch |  | Early | Light | 74 |  |  | 72 |  | 146 |  | EDC Submitted Invoices
| Traffic Lights | Yellow LED Traffic Light - 8 inch | Yellow LED Traffic Light - 8 inch |  | Early | Light | 39 |  |  | 72 |  | 111 |  | EDC Submitted Invoices
3.1.4 | LED Exit Signs | LED Exit Sign - 1 Sided | LED Exit Sign - 1 Sided |  | Early | Sign | 30 |  |  | 18 |  | 48 |  | EDC Submitted Invoices
3.1.4 | LED Exit Signs | LED Exit Sign - 2 Sided | LED Exit Sign - 2 Sided |  | Early | Sign | 30 |  |  | 18 |  | 48 |  | EDC Submitted Invoices
3.1.5 | LED Channel Signage | Interior LED Channel Sign <= 2 feet Interior | Interior LED Channel Sign <= 2 feet Interior |  | New/ROB | Unit |  |  |  | 0 | 35 |  |  | EDC Quarterly Data Request Responses | KB - Is this the baseline for below?
3.1.5 | LED Channel Signage | LED or Equivalent Sign Lighting | LED or Equivalent Sign Lighting |  | Early | Sign | 18 |  |  | n/a |  | 18 |  | Market Potential Study
3.1.6 | LED Refrigeration Display Case Lighting | LED Refrigeration Case Lighting | LED Refrigeration Case Lighting |  | Early | Door | 266 |  |  | n/a |  | 266 |  | EDC Quarterly Data Request Responses
3.2.1 | HVAC Systems | <65k 3-phase AC unit, Min 14 SEER | <65k 3-phase AC unit, Min 14 SEER |  | New/ROB | Ton |  |  |  | 0 | 113 |  |  | EDC TRC Models
3.2.1 | HVAC Systems | <65k 3-phase AC unit, Min 16 SEER | <65k 3-phase AC unit, Min 16 SEER |  | New/ROB | Ton |  |  |  | 0 | 363 |  |  | EDC TRC Models
3.2.1 | HVAC Systems | <65k, 3-phase AC unit, Min 15 SEER | <65k, 3-phase AC unit, Min 15 SEER |  | New/ROB | Ton |  |  |  | 0 | 238 |  |  | EDC TRC Models
3.2.1 | HVAC Systems | >760k or more AC unit, min 9.7 EER (Used 10.2 EER) | >760k or more AC unit, min 9.7 EER (Used 10.2 EER) |  | New/ROB | Ton |  |  |  | 0 | 98.38 |  |  | EDC Quarterly Data Request Responses
3.2.1 | HVAC Systems | 135-240k AC unit, min 11.5 EER (Used 12 EER) | 135-240k AC unit, min 11.5 EER (Used 12 EER) |  | New/ROB | Ton |  |  |  | 0 | 125 |  |  | EDC Quarterly Data Request Responses
3.2.1 | HVAC Systems | 240-760k AC unit, min 10.5 EER (Used 10.8 EER) | 240-760k AC unit, min 10.5 EER (Used 10.8 EER) |  | New/ROB | Ton |  |  |  | 0 | 115.5 |  |  | EDC Quarterly Data Request Responses
3.2.1 | HVAC Systems | 65-135k, AC unit, min 11.5 EER (Used 12 EER) | 65-135k, AC unit, min 11.5 EER (Used 12 EER) |  | New/ROB | Ton |  |  |  | 0 | 149.13 |  |  | EDC Quarterly Data Request Responses
3.2.1 | HVAC Systems | PTAC (12.0 EER/10,000 BTU) | PTAC (12.0 EER/10,000 BTU) |  | New/ROB | Ton |  |  |  | 0 | 84 |  |  | EDC Quarterly Data Request Responses
3.2.1 | HVAC Systems | Air Source Heat Pump (11.1 EER, 3.3 COP) | Air Source Heat Pump (11.1 EER, 3.3 COP) |  | New/ROB | Ton |  |  |  | 0 | 172 |  |  | Michigan Efficiency Measures Database
3.2.2 | Electric Chillers | Air-Cooled Chillers (1.23 kW/ton) | Air-Cooled Chillers (1.23 kW/ton) |  | New/ROB | Ton |  |  |  | 0 | 124 |  |  | EDC Quarterly Data Request Responses
3.2.2 | Electric Chillers | High Efficiency Chiller, 0.51 kW/ton | High Efficiency Chiller, 0.51 kW/ton |  | New/ROB | Ton |  |  |  | 0 | 65 |  |  | EDC Quarterly Data Request Responses
3.2.3 | Water Source and Geothermal Heat Pumps | Ground Source HP Closed | Ground Source HP Closed |  | New/ROB | Ton |  |  |  | 0 | 1087 |  |  | EDC Quarterly Data Request Responses
3.2.6 | Small C/I HVAC Refrigerant Charge Correction | Small C/I HVAC Refrigerant Charge Correction | Small C/I HVAC Refrigerant Charge Correction | [10 empty] | Insufficient Cost Data Available
3.2.7 | ENERGY STAR Room Air Conditioner | ENERGY STAR Room Air Conditioners | ENERGY STAR Room Air Conditioners |  | New/ROB | Unit |  |  |  | 0 | 50 |  |  | Shared with Residential Database
3.2.9 | Controls: Economizer | Air-side Economizer | Air-side Economizer |  | New/ROB | Ton |  |  |  | 0 | 160 |  |  | DEER 2008
3.3.1 | Premium Efficiency Motors | Enhanced (Ultra-PE) Motor 1-15 HP, 1200-3600 RPM | Enhanced (Ultra-PE) Motor 1-15 HP, 1200-3600 RPM |  |  | Motor | 519 | 463 |  | 148 | 56 | 667 |  | EDC TRC Models
3.3.1 | Premium Efficiency Motors | Enhanced (Ultra-PE) Motor 125-200 HP, 1200-3600 RPM | Enhanced (Ultra-PE) Motor 125-200 HP, 1200-3600 RPM |  |  | Motor | 93 |  |  | 108 | 350 | 201 |  | EDC TRC Models
3.3.1 | Premium Efficiency Motors | Enhanced (Ultra-PE) Motor 20-40 HP, 1200-3600 RPM | Enhanced (Ultra-PE) Motor 20-40 HP, 1200-3600 RPM |  |  | Motor | 1419 | 1276 |  | 259 | 143 | 1678 |  | EDC TRC Models
3.3.1 | Premium Efficiency Motors | Enhanced (Ultra-PE) Motor 250-500 HP, 1200-3600 RPM | Enhanced (Ultra-PE) Motor 250-500 HP, 1200-3600 RPM |  |  | Motor | 6780 | 6081 |  | 144 | 699 | 6924 |  | EDC TRC Models
3.3.1 | Premium Efficiency Motors | Enhanced (Ultra-PE) Motor 50-100 HP, 1200-3600 RPM | Enhanced (Ultra-PE) Motor 50-100 HP, 1200-3600 RPM |  |  | Motor | 2260 | 2027 |  | 409 | 233 | 2669 |  | EDC TRC Models
3.3.2 | Variable Frequency Drive (VFD) Improvements | Air Compressor Demand Reduction | Air Compressor Demand Reduction |  | Early | $/1st Year kWh |  |  |  | n/a |  | 0.107 |  | Market Potential Study
3.3.2 | Variable Frequency Drive (VFD) Improvements | VFD Centrifugal Chiller, .4 kW/ton | VFD Centrifugal Chiller, .4 kW/ton |  | New/ROB | Ton |  |  |  | 0 | 412 |  |  | EDC Quarterly Data Request Responses
3.3.2 | Variable Frequency Drive (VFD) Improvements | VFD on Chilled Water Pump | VFD on Chilled Water Pump |  | Early | Pump HP | 151 |  |  | 63 |  | 214 |  | EDC Quarterly Data Request Responses
3.3.2 | Variable Frequency Drive (VFD) Improvements | VFD on Condenser Water Pump | VFD on Condenser Water Pump |  | Early | Pump HP | 151 |  |  | 63 |  | 214 |  | EDC Quarterly Data Request Responses
3.3.2 | Variable Frequency Drive (VFD) Improvements | VFD on Cooling Tower Fan | VFD on Cooling Tower Fan |  | Early | Fan HP | 150 |  |  | 65.93 |  | 215.93 |  | EDC Quarterly Data Request Responses
3.3.2 | Variable Frequency Drive (VFD) Improvements | VFD on Heating Hot Water Pump | VFD on Heating Hot Water Pump |  | Early | Pump HP | 151 |  |  | 63 |  | 214 |  | EDC Quarterly Data Request Responses
3.3.2 | Variable Frequency Drive (VFD) Improvements | VFD on HVAC Fan | VFD on HVAC Fan |  | Early | Fan HP | 150 |  |  | 65.93 |  | 215.93 |  | EDC Quarterly Data Request Responses
3.4.1 | Heat Pump Water Heaters | Heat Pump Water Heaters- 2.0 Energy Factor (50-75 gallons) | Heat Pump Water Heaters- 2.0 Energy Factor (50-75 gallons) |  | ROB | per unit |  |  |  | 0 | 945 |  |  | Shared With Residential Database
3.4.1 | Heat Pump Water Heaters | Heat Pump Water Heaters- 2.0 Energy Factor (75+ gallons) | Heat Pump Water Heaters- 2.0 Energy Factor (75+ gallons) |  | ROB | per unit |  |  |  | 0 | 1480 |  |  | Shared With Residential Database
3.4.1 | Heat Pump Water Heaters | Heat Pump Water Heaters- 2.3+ Energy Factor (50-75 gallons) | Heat Pump Water Heaters- 2.3+ Energy Factor (50-75 gallons) |  | ROB | per unit |  |  |  | 0 | 1045 |  |  | Shared With Residential Database | A $100 premium was added to the cost incremental cost of the 2.0 EF water heaters to account for an EF of 2.3 based on SWE research.
3.4.1 | Heat Pump Water Heaters | Heat Pump Water Heaters- 2.3+ Energy Factor (75+ gallons) | Heat Pump Water Heaters- 2.3+ Energy Factor (75+ gallons) |  | ROB | per unit |  |  |  | 0 | 1580 |  |  | Shared With Residential Database | A $100 premium was added to the cost incremental cost of the 2.0 EF water heaters to account for an EF of 2.3 based on SWE research.
3.4.2 | Low Flow Pre-Rinse Sprayers for Retrofit Programs | Low Flow Pre-Rinse Sprayers for Retrofit Programs | Low Flow Pre-Rinse Sprayers for Retrofit Programs | [10 empty] | Insufficient Cost Data Available
3.4.2 | Low Flow Pre-Rinse Sprayers for Time of Sale / Retail Programs | Low Flow Pre-Rinse Sprayers for Time of Sale / Retail Programs | Low Flow Pre-Rinse Sprayers for Time of Sale / Retail Programs | [10 empty] | Insufficient Cost Data Available
3.5.1 | ENERGY STAR Refrigeration/Freezer Cases | Compressor VSD | Compressor VSD |  | New/ROB | HP |  |  |  | 0 | 430 |  |  | EDC Quarterly Data Request Responses
3.5.9 | Night Covers for Display Cases | Vertical Night Covers | Vertical Night Covers |  | Early | LF of case | 33.75 |  |  | 3.79 |  | 37.54 |  | Michigan Efficiency Measures Database
3.5.10 | Auto Closers | Quick Acting Freezer Doors | Quick Acting Freezer Doors |  | Early | Door | 156 |  |  | n/a |  | 156 |  | EDC Quarterly Data Request Responses
3.5.11 | Door Gaskets for Walk-in and Reach-in Coolers and Freezers | Refrigeration Gasket | Refrigeration Gasket |  | Early | LF of Gasket | 4 |  |  | n/a |  | 4 |  | EDC Submitted Invoices
3.5.12 | Special Doors with Low or No Anti-Sweat Heat for Reach-In Freezers and Coolers | No-Heat Glass Doors | No-Heat Glass Doors |  | New/ROB | Door |  |  |  | 0 | 537 |  |  | Market Potential Study
3.5.13 | Suction Pipe Insulation for Walk-In Coolers and Freezers | Pipe Insulation | Pipe Insulation |  |  | Linear ft | 2.99 | 0.42 |  | 3.63 | 2.57 | 2.99 |  | DEER 2008
3.5.2 | High-Efficiency Evaporator Fan Motors for Walk-In or Reach-In Refrigerated Cases | Reach-in Cooler/Freezer: PSC to ECM | Reach-in Cooler/Freezer: PSC to ECM |  | New/ROB | Motor |  |  |  | 0 | 91.25 |  |  | Market Potential Study
3.5.2 | High-Efficiency Evaporator Fan Motors for Reach-In Refrigerated Cases | Reach-in Cooler/Freezer: Shaded Pole to ECM | Reach-in Cooler/Freezer: Shaded Pole to ECM |  | New/ROB | Motor |  |  |  | 0 | 306.25 |  |  | Market Potential Study
3.5.2 | High-Efficiency Evaporator Fan Motors for Reach-In Refrigerated Cases | Reach-in Cooler/Freezer: Shaded Pole to PSC | Reach-in Cooler/Freezer: Shaded Pole to PSC |  | New/ROB | Motor |  |  |  | 0 | 212.5 |  |  | Market Potential Study
3.5.2 | High-Efficiency Evaporator Fan Motors for Walk-In Refrigerated Cases | Walk-in Cooler/Freezer: PSC to ECM | Walk-in Cooler/Freezer: PSC to ECM |  | New/ROB | Motor |  |  |  | 0 | 250 |  |  | EDC Quarterly Data Request Responses
3.5.2 | High-Efficiency Evaporator Fan Motors for Walk-In Refrigerated Cases | Walk-in Cooler/Freezer: Shaded Pole to ECM | Walk-in Cooler/Freezer: Shaded Pole to ECM |  | New/ROB | Motor |  |  |  | 0 | 250 |  |  | EDC Quarterly Data Request Responses
3.5.2 | High-Efficiency Evaporator Fan Motors for Walk-In Refrigerated Cases | Walk-in Cooler/Freezer: Shaded Pole to PSC | Walk-in Cooler/Freezer: Shaded Pole to PSC |  | New/ROB | Motor |  |  |  | 0 | 250 |  |  | EDC Quarterly Data Request Responses
3.5.3 | Controls: Evaporator Fan Controllers | Controls: Evaporator Fan Controllers | Controls: Evaporator Fan Controllers | [10 empty] | Insufficient Cost Data Available
3.5.5 | Controls: Anti-Sweat Heater Controls | Anti-sweat heat (ASH) controls | Anti-sweat heat (ASH) controls |  | Early | Door | 40 |  |  | 30 |  | 70 |  | EDC Quarterly Data Request Responses
3.5.8 | Strip Curtains for Walk-In Freezers and Coolers | Strip Curtains for Walk-ins | Strip Curtains for Walk-ins |  | Early | Ft2 Curtain Area | 3.8 |  |  | n/a |  | 3.8 |  | EDC Submitted Invoices
3.6.1 | ENERGY STAR Clothes Washer | High-efficiency Coin-op Washer | High-efficiency Coin-op Washer |  | New/ROB | Unit |  |  |  | 0 | 150 |  |  | Shared With Residential Database
3.7.1 | ENERGY STAR Ice Machines | High Efficiency Ice Makers (>1500 lbs/24 hr) | High Efficiency Ice Makers (>1500 lbs/24 hr) |  | New/ROB | Unit |  |  |  | 0 | 2194 |  |  | EDC Quarterly Data Request Responses
3.7.1 | ENERGY STAR Ice Machines | High Efficiency Ice Makers (1001-1500 lbs/24 hr) | High Efficiency Ice Makers (1001-1500 lbs/24 hr) |  | New/ROB | Unit |  |  |  | 0 | 1821 |  |  | EDC Quarterly Data Request Responses
3.7.1 | ENERGY STAR Ice Machines | High Efficiency Ice Makers (300-400 lbs/24 hr) | High Efficiency Ice Makers (300-400 lbs/24 hr) |  | New/ROB | Unit |  |  |  | 0 | 559 |  |  | EDC Quarterly Data Request Responses
3.7.1 | ENERGY STAR Ice Machines | High Efficiency Ice Makers (401-500 lbs/24 hr) | High Efficiency Ice Makers (401-500 lbs/24 hr) |  | New/ROB | Unit |  |  |  | 0 | 981 |  |  | EDC Quarterly Data Request Responses
3.7.1 | ENERGY STAR Ice Machines | High Efficiency Ice Makers (501-1000 lbs/24 hr) | High Efficiency Ice Makers (501-1000 lbs/24 hr) |  | New/ROB | Unit |  |  |  | 0 | 1485 |  |  | EDC Quarterly Data Request Responses
3.7.2 | Controls: Beverage Machine Controls | Beverage Machine Control | Beverage Machine Control |  | Early | Machine | 180 |  |  | n/a |  | 180 |  | EDC Quarterly Data Request Responses
3.7.4 | ENERGY STAR Electric Steam Cooker | Electric Steam cooker | Electric Steam cooker |  |  | Unit | 2490 | 2290 |  | 0 | 200 | 2490 |  | Regional Technical Forum | Early Source: EDC Quarterly Data Request Responses
3.8.1 | Wall and Ceiling Insulation | Roof Insulation - Add R-30 | Roof Insulation - Add R-30 |  | Early | Ft2 Ceiling Area | 0.75 |  |  | 0.53 |  | 1.28 |  | DEER 2008
3.8.1 | Wall and Ceiling Insulation | Wall Insulation - Add R-19 | Wall Insulation - Add R-19 |  | Early | Ft2 Wall Area | 0.51 |  |  | 0.53 |  | 1.04 |  | Market Potential Study
3.9.2 | Office Equipment – Network Power Management Enabling | PC network Power Management | PC network Power Management |  | Early | PC | 30 |  |  | n/a |  | 30 |  | Market Potential Study
3.9.3 | Advanced Power Strips | Occupancy Sensor Controls/Smart Strip | Occupancy Sensor Controls/Smart Strip |  | Early | Sensor | 77 |  |  | n/a |  | 77 |  | EDC TRC Models
3.9.3 | Advanced Power Strips | Smart Strip | Smart Strip |  | Early | Unit | 21 |  |  | n/a |  | 21 |  | Shared with Residential DB

## Interim DMSHP (hidden)
TRM Measure Number | Category | Efficient Technology Description | Baseline Technology Description | Unit | Efficient Cost | Baseline Cost | Labor Hours | Labor Cost | ROB/New | Early/Retro | O&M Benefits | Source | Notes
3.2.4 | Ductless Mini-Split Heat Pumps | Ductless Mini-Split - 16 SEER, 1 ton | Ductless Mini-Split - 14 SEER, 1 ton | Multi-head, per unit | 3152.3894 | 2969.24 |  |  | 183.1494 | N/A
3.2.4 | Ductless Mini-Split Heat Pumps | Ductless Mini-Split - 16 SEER, 1.5 ton | Ductless Mini-Split - 14 SEER, 1.5 ton | Multi-head, per unit | 3627.598 | 3429.688 |  |  | 197.9099 | N/A
3.2.4 | Ductless Mini-Split Heat Pumps | Ductless Mini-Split - 16 SEER, 2 ton | Ductless Mini-Split - 14 SEER, 2 ton | Multi-head, per unit | 4102.8065 | 3890.136 |  |  | 212.6705 | N/A
3.2.4 | Ductless Mini-Split Heat Pumps | Ductless Mini-Split - 16 SEER, 2.5 ton | Ductless Mini-Split - 14 SEER, 2.5 ton | Multi-head, per unit | 4578.2048 | 4350.584 |  |  | 227.6208 | N/A
3.2.4 | Ductless Mini-Split Heat Pumps | Ductless Mini-Split - 16 SEER, 3 ton | Ductless Mini-Split - 14 SEER, 3 ton | Multi-head, per unit | 5053.603 | 4811.0319 |  |  | 242.5711 | N/A
3.2.4 | Ductless Mini-Split Heat Pumps | Ductless Mini-Split - 16 SEER, 3.5 ton | Ductless Mini-Split - 14 SEER, 3.5 ton | Multi-head, per unit | 5529.1044 | 5271.4799 |  |  | 257.6244 | N/A
3.2.4 | Ductless Mini-Split Heat Pumps | Ductless Mini-Split - 16 SEER, 4 ton | Ductless Mini-Split - 14 SEER, 4 ton | Multi-head, per unit | 6004.6057 | 5731.9279 |  |  | 272.6778 | N/A
3.2.4 | Ductless Mini-Split Heat Pumps | Ductless Mini-Split - 16 SEER, 4.5 ton | Ductless Mini-Split - 14 SEER, 4.5 ton | Multi-head, per unit | 6569.5883 | 6280.5118 |  |  | 289.0765 | N/A
3.2.4 | Ductless Mini-Split Heat Pumps | Ductless Mini-Split - 16 SEER, 5 ton | Ductless Mini-Split - 14 SEER, 5 ton | Multi-head, per unit | 7134.5709 | 6829.0957 |  |  | 305.4753 | N/A
3.2.4 | Ductless Mini-Split Heat Pumps | Ductless Mini-Split - 17 SEER, 1 ton | Ductless Mini-Split - 14 SEER, 1 ton | Multi-head, per unit | 3223.0594 | 2969.24 |  |  | 253.8194 | N/A
3.2.4 | Ductless Mini-Split Heat Pumps | Ductless Mini-Split - 17 SEER, 1.5 ton | Ductless Mini-Split - 14 SEER, 1.5 ton | Multi-head, per unit | 3698.6177 | 3429.688 |  |  | 268.9297 | N/A
3.2.4 | Ductless Mini-Split Heat Pumps | Ductless Mini-Split - 17 SEER, 2 ton | Ductless Mini-Split - 14 SEER, 2 ton | Multi-head, per unit | 4174.176 | 3890.136 |  |  | 284.04 | N/A
3.2.4 | Ductless Mini-Split Heat Pumps | Ductless Mini-Split - 17 SEER, 2.5 ton | Ductless Mini-Split - 14 SEER, 2.5 ton | Multi-head, per unit | 4649.7987 | 4350.584 |  |  | 299.2147 | N/A
3.2.4 | Ductless Mini-Split Heat Pumps | Ductless Mini-Split - 17 SEER, 3 ton | Ductless Mini-Split - 14 SEER, 3 ton | Multi-head, per unit | 5125.4214 | 4811.0319 |  |  | 314.3894 | N/A
3.2.4 | Ductless Mini-Split Heat Pumps | Ductless Mini-Split - 17 SEER, 3.5 ton | Ductless Mini-Split - 14 SEER, 3.5 ton | Multi-head, per unit | 5601.0789 | 5271.4799 |  |  | 329.599 | N/A
3.2.4 | Ductless Mini-Split Heat Pumps | Ductless Mini-Split - 17 SEER, 4 ton | Ductless Mini-Split - 14 SEER, 4 ton | Multi-head, per unit | 6076.7364 | 5731.9279 |  |  | 344.8085 | N/A
3.2.4 | Ductless Mini-Split Heat Pumps | Ductless Mini-Split - 17 SEER, 4.5 ton | Ductless Mini-Split - 14 SEER, 4.5 ton | Multi-head, per unit | 6640.6794 | 6280.5118 |  |  | 360.1676 | N/A
3.2.4 | Ductless Mini-Split Heat Pumps | Ductless Mini-Split - 17 SEER, 5 ton | Ductless Mini-Split - 14 SEER, 5 ton | Multi-head, per unit | 7204.6224 | 6829.0957 |  |  | 375.5267 | N/A
3.2.4 | Ductless Mini-Split Heat Pumps | Ductless Mini-Split - 18 SEER, 1 ton | Ductless Mini-Split - 14 SEER, 1 ton | Multi-head, per unit | 3295.3137 | 2969.24 |  |  | 326.0737 | N/A
3.2.4 | Ductless Mini-Split Heat Pumps | Ductless Mini-Split - 18 SEER, 1.5 ton | Ductless Mini-Split - 14 SEER, 1.5 ton | Multi-head, per unit | 3771.0504 | 3429.688 |  |  | 341.3624 | N/A
3.2.4 | Ductless Mini-Split Heat Pumps | Ductless Mini-Split - 18 SEER, 2 ton | Ductless Mini-Split - 14 SEER, 2 ton | Multi-head, per unit | 4246.787 | 3890.136 |  |  | 356.651 | N/A
3.2.4 | Ductless Mini-Split Heat Pumps | Ductless Mini-Split - 18 SEER, 2.5 ton | Ductless Mini-Split - 14 SEER, 2.5 ton | Multi-head, per unit | 4722.5237 | 4350.584 |  |  | 371.9397 | N/A
3.2.4 | Ductless Mini-Split Heat Pumps | Ductless Mini-Split - 18 SEER, 3 ton | Ductless Mini-Split - 14 SEER, 3 ton | Multi-head, per unit | 5198.2603 | 4811.0319 |  |  | 387.2284 | N/A
3.2.4 | Ductless Mini-Split Heat Pumps | Ductless Mini-Split - 18 SEER, 3.5 ton | Ductless Mini-Split - 14 SEER, 3.5 ton | Multi-head, per unit | 5673.997 | 5271.4799 |  |  | 402.517 | N/A
3.2.4 | Ductless Mini-Split Heat Pumps | Ductless Mini-Split - 18 SEER, 4 ton | Ductless Mini-Split - 14 SEER, 4 ton | Multi-head, per unit | 6149.7336 | 5731.9279 |  |  | 417.8057 | N/A
3.2.4 | Ductless Mini-Split Heat Pumps | Ductless Mini-Split - 18 SEER, 4.5 ton | Ductless Mini-Split - 14 SEER, 4.5 ton | Multi-head, per unit | 6712.5476 | 6280.5118 |  |  | 432.0358 | N/A
3.2.4 | Ductless Mini-Split Heat Pumps | Ductless Mini-Split - 18 SEER, 5 ton | Ductless Mini-Split - 14 SEER, 5 ton | Multi-head, per unit | 7275.3616 | 6829.0957 |  |  | 446.2659 | N/A
3.2.4 | Ductless Mini-Split Heat Pumps | Ductless Mini-Split - 19 SEER, 1 ton | Ductless Mini-Split - 14 SEER, 1 ton | Multi-head, per unit | 3369.1878 | 2969.24 |  |  | 399.9478 | N/A
3.2.4 | Ductless Mini-Split Heat Pumps | Ductless Mini-Split - 19 SEER, 1.5 ton | Ductless Mini-Split - 14 SEER, 1.5 ton | Multi-head, per unit | 3844.9244 | 3429.688 |  |  | 415.2364 | N/A
3.2.4 | Ductless Mini-Split Heat Pumps | Ductless Mini-Split - 19 SEER, 2 ton | Ductless Mini-Split - 14 SEER, 2 ton | Multi-head, per unit | 4320.6611 | 3890.136 |  |  | 430.5251 | N/A
3.2.4 | Ductless Mini-Split Heat Pumps | Ductless Mini-Split - 19 SEER, 2.5 ton | Ductless Mini-Split - 14 SEER, 2.5 ton | Multi-head, per unit | 4796.3977 | 4350.584 |  |  | 445.8138 | N/A
3.2.4 | Ductless Mini-Split Heat Pumps | Ductless Mini-Split - 19 SEER, 3 ton | Ductless Mini-Split - 14 SEER, 3 ton | Multi-head, per unit | 5272.1344 | 4811.0319 |  |  | 461.1025 | N/A
3.2.4 | Ductless Mini-Split Heat Pumps | Ductless Mini-Split - 19 SEER, 3.5 ton | Ductless Mini-Split - 14 SEER, 3.5 ton | Multi-head, per unit | 5747.871 | 5271.4799 |  |  | 476.3911 | N/A
3.2.4 | Ductless Mini-Split Heat Pumps | Ductless Mini-Split - 19 SEER, 4 ton | Ductless Mini-Split - 14 SEER, 4 ton | Multi-head, per unit | 6223.6077 | 5731.9279 |  |  | 491.6798 | N/A
3.2.4 | Ductless Mini-Split Heat Pumps | Ductless Mini-Split - 19 SEER, 4.5 ton | Ductless Mini-Split - 14 SEER, 4.5 ton | Multi-head, per unit | 6785.2015 | 6280.5118 |  |  | 504.6898 | N/A
3.2.4 | Ductless Mini-Split Heat Pumps | Ductless Mini-Split - 19 SEER, 5 ton | Ductless Mini-Split - 14 SEER, 5 ton | Multi-head, per unit | 7346.7954 | 6829.0957 |  |  | 517.6997 | N/A
3.2.4 | Ductless Mini-Split Heat Pumps | Ductless Mini-Split - 20 SEER, 1 ton | Ductless Mini-Split - 14 SEER, 1 ton | Multi-head, per unit | 3443.0619 | 2969.24 |  |  | 473.8218 | N/A
3.2.4 | Ductless Mini-Split Heat Pumps | Ductless Mini-Split - 20 SEER, 1.5 ton | Ductless Mini-Split - 14 SEER, 1.5 ton | Multi-head, per unit | 3918.7985 | 3429.688 |  |  | 489.1105 | N/A
3.2.4 | Ductless Mini-Split Heat Pumps | Ductless Mini-Split - 20 SEER, 2 ton | Ductless Mini-Split - 14 SEER, 2 ton | Multi-head, per unit | 4394.5352 | 3890.136 |  |  | 504.3992 | N/A
3.2.4 | Ductless Mini-Split Heat Pumps | Ductless Mini-Split - 20 SEER, 2.5 ton | Ductless Mini-Split - 14 SEER, 2.5 ton | Multi-head, per unit | 4870.2718 | 4350.584 |  |  | 519.6879 | N/A
3.2.4 | Ductless Mini-Split Heat Pumps | Ductless Mini-Split - 20 SEER, 3 ton | Ductless Mini-Split - 14 SEER, 3 ton | Multi-head, per unit | 5346.0085 | 4811.0319 |  |  | 534.9765 | N/A
3.2.4 | Ductless Mini-Split Heat Pumps | Ductless Mini-Split - 20 SEER, 3.5 ton | Ductless Mini-Split - 14 SEER, 3.5 ton | Multi-head, per unit | 5821.7451 | 5271.4799 |  |  | 550.2652 | N/A
3.2.4 | Ductless Mini-Split Heat Pumps | Ductless Mini-Split - 20 SEER, 4 ton | Ductless Mini-Split - 14 SEER, 4 ton | Multi-head, per unit | 6297.4818 | 5731.9279 |  |  | 565.5539 | N/A
3.2.4 | Ductless Mini-Split Heat Pumps | Ductless Mini-Split - 20 SEER, 4.5 ton | Ductless Mini-Split - 14 SEER, 4.5 ton | Multi-head, per unit | 6857.8892 | 6280.5118 |  |  | 577.3774 | N/A
3.2.4 | Ductless Mini-Split Heat Pumps | Ductless Mini-Split - 20 SEER, 5 ton | Ductless Mini-Split - 14 SEER, 5 ton | Multi-head, per unit | 7418.2966 | 6829.0957 |  |  | 589.201 | N/A
3.2.4 | Ductless Mini-Split Heat Pumps | Ductless Mini-Split - 21 SEER, 1 ton | Ductless Mini-Split - 14 SEER, 1 ton | Multi-head, per unit | 3516.936 | 2969.24 |  |  | 547.6959 | N/A
3.2.4 | Ductless Mini-Split Heat Pumps | Ductless Mini-Split - 21 SEER, 1.5 ton | Ductless Mini-Split - 14 SEER, 1.5 ton | Multi-head, per unit | 3992.6726 | 3429.688 |  |  | 562.9846 | N/A
3.2.4 | Ductless Mini-Split Heat Pumps | Ductless Mini-Split - 21 SEER, 2 ton | Ductless Mini-Split - 14 SEER, 2 ton | Multi-head, per unit | 4468.4093 | 3890.136 |  |  | 578.2733 | N/A
3.2.4 | Ductless Mini-Split Heat Pumps | Ductless Mini-Split - 21 SEER, 2.5 ton | Ductless Mini-Split - 14 SEER, 2.5 ton | Multi-head, per unit | 4944.1459 | 4350.584 |  |  | 593.5619 | N/A
3.2.4 | Ductless Mini-Split Heat Pumps | Ductless Mini-Split - 21 SEER, 3 ton | Ductless Mini-Split - 14 SEER, 3 ton | Multi-head, per unit | 5419.8826 | 4811.0319 |  |  | 608.8506 | N/A
3.2.4 | Ductless Mini-Split Heat Pumps | Ductless Mini-Split - 21 SEER, 3.5 ton | Ductless Mini-Split - 14 SEER, 3.5 ton | Multi-head, per unit | 5895.6192 | 5271.4799 |  |  | 624.1393 | N/A
3.2.4 | Ductless Mini-Split Heat Pumps | Ductless Mini-Split - 21 SEER, 4 ton | Ductless Mini-Split - 14 SEER, 4 ton | Multi-head, per unit | 6371.3559 | 5731.9279 |  |  | 639.428 | N/A
3.2.4 | Ductless Mini-Split Heat Pumps | Ductless Mini-Split - 21 SEER, 4.5 ton | Ductless Mini-Split - 14 SEER, 4.5 ton | Multi-head, per unit | 6930.6092 | 6280.5118 |  |  | 650.0974 | N/A
3.2.4 | Ductless Mini-Split Heat Pumps | Ductless Mini-Split - 21 SEER, 5 ton | Ductless Mini-Split - 14 SEER, 5 ton | Multi-head, per unit | 7489.8626 | 6829.0957 |  |  | 660.7669 | N/A
3.2.4 | Ductless Mini-Split Heat Pumps | Ductless Mini-Split - 22 SEER, 1 ton | Ductless Mini-Split - 14 SEER, 1 ton | Multi-head, per unit | 3590.8101 | 2969.24 |  |  | 621.57 | N/A
3.2.4 | Ductless Mini-Split Heat Pumps | Ductless Mini-Split - 22 SEER, 1.5 ton | Ductless Mini-Split - 14 SEER, 1.5 ton | Multi-head, per unit | 4066.5467 | 3429.688 |  |  | 636.8587 | N/A
3.2.4 | Ductless Mini-Split Heat Pumps | Ductless Mini-Split - 22 SEER, 2 ton | Ductless Mini-Split - 14 SEER, 2 ton | Multi-head, per unit | 4542.2833 | 3890.136 |  |  | 652.1474 | N/A
3.2.4 | Ductless Mini-Split Heat Pumps | Ductless Mini-Split - 22 SEER, 2.5 ton | Ductless Mini-Split - 14 SEER, 2.5 ton | Multi-head, per unit | 5018.02 | 4350.584 |  |  | 667.436 | N/A
3.2.4 | Ductless Mini-Split Heat Pumps | Ductless Mini-Split - 22 SEER, 3 ton | Ductless Mini-Split - 14 SEER, 3 ton | Multi-head, per unit | 5493.7566 | 4811.0319 |  |  | 682.7247 | N/A
3.2.4 | Ductless Mini-Split Heat Pumps | Ductless Mini-Split - 22 SEER, 3.5 ton | Ductless Mini-Split - 14 SEER, 3.5 ton | Multi-head, per unit | 5969.4933 | 5271.4799 |  |  | 698.0134 | N/A
3.2.4 | Ductless Mini-Split Heat Pumps | Ductless Mini-Split - 22 SEER, 4 ton | Ductless Mini-Split - 14 SEER, 4 ton | Multi-head, per unit | 6445.2299 | 5731.9279 |  |  | 713.302 | N/A
3.2.4 | Ductless Mini-Split Heat Pumps | Ductless Mini-Split - 22 SEER, 4.5 ton | Ductless Mini-Split - 14 SEER, 4.5 ton | Multi-head, per unit | 7003.3603 | 6280.5118 |  |  | 722.8485 | N/A
3.2.4 | Ductless Mini-Split Heat Pumps | Ductless Mini-Split - 22 SEER, 5 ton | Ductless Mini-Split - 14 SEER, 5 ton | Multi-head, per unit | 7561.4906 | 6829.0957 |  |  | 732.3949 | N/A
3.2.4 | Ductless Mini-Split Heat Pumps | Ductless Mini-Split - 23 SEER, 1 ton | Ductless Mini-Split - 14 SEER, 1 ton | Multi-head, per unit | 3664.6841 | 2969.24 |  |  | 695.4441 | N/A
3.2.4 | Ductless Mini-Split Heat Pumps | Ductless Mini-Split - 23 SEER, 1.5 ton | Ductless Mini-Split - 14 SEER, 1.5 ton | Multi-head, per unit | 4140.4208 | 3429.688 |  |  | 710.7328 | N/A
3.2.4 | Ductless Mini-Split Heat Pumps | Ductless Mini-Split - 23 SEER, 2 ton | Ductless Mini-Split - 14 SEER, 2 ton | Multi-head, per unit | 4616.1574 | 3890.136 |  |  | 726.0214 | N/A
3.2.4 | Ductless Mini-Split Heat Pumps | Ductless Mini-Split - 23 SEER, 2.5 ton | Ductless Mini-Split - 14 SEER, 2.5 ton | Multi-head, per unit | 5091.8941 | 4350.584 |  |  | 741.3101 | N/A
3.2.4 | Ductless Mini-Split Heat Pumps | Ductless Mini-Split - 23 SEER, 3 ton | Ductless Mini-Split - 14 SEER, 3 ton | Multi-head, per unit | 5567.6307 | 4811.0319 |  |  | 756.5988 | N/A
3.2.4 | Ductless Mini-Split Heat Pumps | Ductless Mini-Split - 23 SEER, 3.5 ton | Ductless Mini-Split - 14 SEER, 3.5 ton | Multi-head, per unit | 6043.3674 | 5271.4799 |  |  | 771.8875 | N/A
3.2.4 | Ductless Mini-Split Heat Pumps | Ductless Mini-Split - 23 SEER, 4 ton | Ductless Mini-Split - 14 SEER, 4 ton | Multi-head, per unit | 6519.104 | 5731.9279 |  |  | 787.1761 | N/A
3.2.4 | Ductless Mini-Split Heat Pumps | Ductless Mini-Split - 23 SEER, 4.5 ton | Ductless Mini-Split - 14 SEER, 4.5 ton | Multi-head, per unit | 7076.1411 | 6280.5118 |  |  | 795.6293 | N/A
3.2.4 | Ductless Mini-Split Heat Pumps | Ductless Mini-Split - 23 SEER, 5 ton | Ductless Mini-Split - 14 SEER, 5 ton | Multi-head, per unit | 7633.1782 | 6829.0957 |  |  | 804.0825 | N/A
3.2.4 | Ductless Mini-Split Heat Pumps | Ductless Mini-Split - 24 SEER, 1 ton | Ductless Mini-Split - 14 SEER, 1 ton | Multi-head, per unit | 3738.5582 | 2969.24 |  |  | 769.3182 | N/A
3.2.4 | Ductless Mini-Split Heat Pumps | Ductless Mini-Split - 24 SEER, 1.5 ton | Ductless Mini-Split - 14 SEER, 1.5 ton | Multi-head, per unit | 4214.2949 | 3429.688 |  |  | 784.6069 | N/A
3.2.4 | Ductless Mini-Split Heat Pumps | Ductless Mini-Split - 24 SEER, 2 ton | Ductless Mini-Split - 14 SEER, 2 ton | Multi-head, per unit | 4690.0315 | 3890.136 |  |  | 799.8955 | N/A
3.2.4 | Ductless Mini-Split Heat Pumps | Ductless Mini-Split - 24 SEER, 2.5 ton | Ductless Mini-Split - 14 SEER, 2.5 ton | Multi-head, per unit | 5165.7682 | 4350.584 |  |  | 815.1842 | N/A
3.2.4 | Ductless Mini-Split Heat Pumps | Ductless Mini-Split - 24 SEER, 3 ton | Ductless Mini-Split - 14 SEER, 3 ton | Multi-head, per unit | 5641.5048 | 4811.0319 |  |  | 830.4729 | N/A
3.2.4 | Ductless Mini-Split Heat Pumps | Ductless Mini-Split - 24 SEER, 3.5 ton | Ductless Mini-Split - 14 SEER, 3.5 ton | Multi-head, per unit | 6117.2415 | 5271.4799 |  |  | 845.7615 | N/A
3.2.4 | Ductless Mini-Split Heat Pumps | Ductless Mini-Split - 24 SEER, 4 ton | Ductless Mini-Split - 14 SEER, 4 ton | Multi-head, per unit | 6592.9781 | 5731.9279 |  |  | 861.0502 | N/A
3.2.4 | Ductless Mini-Split Heat Pumps | Ductless Mini-Split - 24 SEER, 4.5 ton | Ductless Mini-Split - 14 SEER, 4.5 ton | Multi-head, per unit | 7148.9506 | 6280.5118 |  |  | 868.4388 | N/A
3.2.4 | Ductless Mini-Split Heat Pumps | Ductless Mini-Split - 24 SEER, 5 ton | Ductless Mini-Split - 14 SEER, 5 ton | Multi-head, per unit | 7704.923 | 6829.0957 |  |  | 875.8274 | N/A
3.2.4 | Ductless Mini-Split Heat Pumps | Ductless Mini-Split - 25 SEER, 1 ton | Ductless Mini-Split - 14 SEER, 1 ton | Multi-head, per unit | 3812.4323 | 2969.24 |  |  | 843.1923 | N/A
3.2.4 | Ductless Mini-Split Heat Pumps | Ductless Mini-Split - 25 SEER, 1.5 ton | Ductless Mini-Split - 14 SEER, 1.5 ton | Multi-head, per unit | 4288.169 | 3429.688 |  |  | 858.4809 | N/A
3.2.4 | Ductless Mini-Split Heat Pumps | Ductless Mini-Split - 25 SEER, 2 ton | Ductless Mini-Split - 14 SEER, 2 ton | Multi-head, per unit | 4763.9056 | 3890.136 |  |  | 873.7696 | N/A
3.2.4 | Ductless Mini-Split Heat Pumps | Ductless Mini-Split - 25 SEER, 2.5 ton | Ductless Mini-Split - 14 SEER, 2.5 ton | Multi-head, per unit | 5239.6422 | 4350.584 |  |  | 889.0583 | N/A
3.2.4 | Ductless Mini-Split Heat Pumps | Ductless Mini-Split - 25 SEER, 3 ton | Ductless Mini-Split - 14 SEER, 3 ton | Multi-head, per unit | 5715.3789 | 4811.0319 |  |  | 904.347 | N/A
3.2.4 | Ductless Mini-Split Heat Pumps | Ductless Mini-Split - 25 SEER, 3.5 ton | Ductless Mini-Split - 14 SEER, 3.5 ton | Multi-head, per unit | 6191.1155 | 5271.4799 |  |  | 919.6356 | N/A
3.2.4 | Ductless Mini-Split Heat Pumps | Ductless Mini-Split - 25 SEER, 4 ton | Ductless Mini-Split - 14 SEER, 4 ton | Multi-head, per unit | 6666.8522 | 5731.9279 |  |  | 934.9243 | N/A
3.2.4 | Ductless Mini-Split Heat Pumps | Ductless Mini-Split - 25 SEER, 4.5 ton | Ductless Mini-Split - 14 SEER, 4.5 ton | Multi-head, per unit | 7221.7876 | 6280.5118 |  |  | 941.2758 | N/A
3.2.4 | Ductless Mini-Split Heat Pumps | Ductless Mini-Split - 25 SEER, 5 ton | Ductless Mini-Split - 14 SEER, 5 ton | Multi-head, per unit | 7776.7229 | 6829.0957 |  |  | 947.6273 | N/A
3.2.4 | Ductless Mini-Split Heat Pumps | Ductless Mini-Split - 26 SEER, 1 ton | Ductless Mini-Split - 14 SEER, 1 ton | Multi-head, per unit | 3886.3064 | 2969.24 |  |  | 917.0664 | N/A
3.2.4 | Ductless Mini-Split Heat Pumps | Ductless Mini-Split - 26 SEER, 1.5 ton | Ductless Mini-Split - 14 SEER, 1.5 ton | Multi-head, per unit | 4362.043 | 3429.688 |  |  | 932.355 | N/A
3.2.4 | Ductless Mini-Split Heat Pumps | Ductless Mini-Split - 26 SEER, 2 ton | Ductless Mini-Split - 14 SEER, 2 ton | Multi-head, per unit | 4837.7797 | 3890.136 |  |  | 947.6437 | N/A
3.2.4 | Ductless Mini-Split Heat Pumps | Ductless Mini-Split - 26 SEER, 2.5 ton | Ductless Mini-Split - 14 SEER, 2.5 ton | Multi-head, per unit | 5313.5163 | 4350.584 |  |  | 962.9324 | N/A
3.2.4 | Ductless Mini-Split Heat Pumps | Ductless Mini-Split - 26 SEER, 3 ton | Ductless Mini-Split - 14 SEER, 3 ton | Multi-head, per unit | 5789.253 | 4811.0319 |  |  | 978.221 | N/A
3.2.4 | Ductless Mini-Split Heat Pumps | Ductless Mini-Split - 26 SEER, 3.5 ton | Ductless Mini-Split - 14 SEER, 3.5 ton | Multi-head, per unit | 6264.9896 | 5271.4799 |  |  | 993.5097 | N/A
3.2.4 | Ductless Mini-Split Heat Pumps | Ductless Mini-Split - 26 SEER, 4 ton | Ductless Mini-Split - 14 SEER, 4 ton | Multi-head, per unit | 6740.7263 | 5731.9279 |  |  | 1008.7984 | N/A
3.2.4 | Ductless Mini-Split Heat Pumps | Ductless Mini-Split - 26 SEER, 4.5 ton | Ductless Mini-Split - 14 SEER, 4.5 ton | Multi-head, per unit | 7294.651 | 6280.5118 |  |  | 1014.1392 | N/A
3.2.4 | Ductless Mini-Split Heat Pumps | Ductless Mini-Split - 26 SEER, 5 ton | Ductless Mini-Split - 14 SEER, 5 ton | Multi-head, per unit | 7848.5758 | 6829.0957 |  |  | 1019.4801 | N/A
3.2.4 | Ductless Mini-Split Heat Pumps | Ductless Mini-Split - 16 SEER, 1 ton | Ductless Mini-Split - 14 SEER, 1 ton | Single-head, per unit | 1035.3628 | 936.8404 |  |  | 98.5224 | N/A
3.2.4 | Ductless Mini-Split Heat Pumps | Ductless Mini-Split - 16 SEER, 1.5 ton | Ductless Mini-Split - 14 SEER, 1.5 ton | Single-head, per unit | 1540.0928 | 1433.1236 |  |  | 106.9692 | N/A
3.2.4 | Ductless Mini-Split Heat Pumps | Ductless Mini-Split - 16 SEER, 2 ton | Ductless Mini-Split - 14 SEER, 2 ton | Single-head, per unit | 2044.8228 | 1929.4068 |  |  | 115.4159 | N/A
3.2.4 | Ductless Mini-Split Heat Pumps | Ductless Mini-Split - 16 SEER, 2.5 ton | Ductless Mini-Split - 14 SEER, 2.5 ton | Single-head, per unit | 2549.5527 | 2425.69 |  |  | 123.8627 | N/A
3.2.4 | Ductless Mini-Split Heat Pumps | Ductless Mini-Split - 16 SEER, 3 ton | Ductless Mini-Split - 14 SEER, 3 ton | Single-head, per unit | 3054.2827 | 2921.9732 |  |  | 132.3095 | N/A
3.2.4 | Ductless Mini-Split Heat Pumps | Ductless Mini-Split - 16 SEER, 3.5 ton | Ductless Mini-Split - 14 SEER, 3.5 ton | Single-head, per unit | 3559.0127 | 3418.2564 |  |  | 140.7563 | N/A
3.2.4 | Ductless Mini-Split Heat Pumps | Ductless Mini-Split - 16 SEER, 4 ton | Ductless Mini-Split - 14 SEER, 4 ton | Single-head, per unit | 4063.7426 | 3914.5396 |  |  | 149.2031 | N/A
3.2.4 | Ductless Mini-Split Heat Pumps | Ductless Mini-Split - 16 SEER, 4.5 ton | Ductless Mini-Split - 14 SEER, 4.5 ton | Single-head, per unit | 4568.4726 | 4410.8228 |  |  | 157.6498 | N/A
3.2.4 | Ductless Mini-Split Heat Pumps | Ductless Mini-Split - 16 SEER, 5 ton | Ductless Mini-Split - 14 SEER, 5 ton | Single-head, per unit | 5073.2026 | 4907.106 |  |  | 166.0966 | N/A
3.2.4 | Ductless Mini-Split Heat Pumps | Ductless Mini-Split - 17 SEER, 1 ton | Ductless Mini-Split - 14 SEER, 1 ton | Single-head, per unit | 1076.1772 | 936.8404 |  |  | 139.3368 | N/A
3.2.4 | Ductless Mini-Split Heat Pumps | Ductless Mini-Split - 17 SEER, 1.5 ton | Ductless Mini-Split - 14 SEER, 1.5 ton | Single-head, per unit | 1580.9072 | 1433.1236 |  |  | 147.7836 | N/A
3.2.4 | Ductless Mini-Split Heat Pumps | Ductless Mini-Split - 17 SEER, 2 ton | Ductless Mini-Split - 14 SEER, 2 ton | Single-head, per unit | 2085.6372 | 1929.4068 |  |  | 156.2304 | N/A
3.2.4 | Ductless Mini-Split Heat Pumps | Ductless Mini-Split - 17 SEER, 2.5 ton | Ductless Mini-Split - 14 SEER, 2.5 ton | Single-head, per unit | 2590.3671 | 2425.69 |  |  | 164.6771 | N/A
3.2.4 | Ductless Mini-Split Heat Pumps | Ductless Mini-Split - 17 SEER, 3 ton | Ductless Mini-Split - 14 SEER, 3 ton | Single-head, per unit | 3095.0971 | 2921.9732 |  |  | 173.1239 | N/A
3.2.4 | Ductless Mini-Split Heat Pumps | Ductless Mini-Split - 17 SEER, 3.5 ton | Ductless Mini-Split - 14 SEER, 3.5 ton | Single-head, per unit | 3599.8271 | 3418.2564 |  |  | 181.5707 | N/A
3.2.4 | Ductless Mini-Split Heat Pumps | Ductless Mini-Split - 17 SEER, 4 ton | Ductless Mini-Split - 14 SEER, 4 ton | Single-head, per unit | 4104.5571 | 3914.5396 |  |  | 190.0175 | N/A
3.2.4 | Ductless Mini-Split Heat Pumps | Ductless Mini-Split - 17 SEER, 4.5 ton | Ductless Mini-Split - 14 SEER, 4.5 ton | Single-head, per unit | 4609.287 | 4410.8228 |  |  | 198.4643 | N/A
3.2.4 | Ductless Mini-Split Heat Pumps | Ductless Mini-Split - 17 SEER, 5 ton | Ductless Mini-Split - 14 SEER, 5 ton | Single-head, per unit | 5114.017 | 4907.106 |  |  | 206.911 | N/A
3.2.4 | Ductless Mini-Split Heat Pumps | Ductless Mini-Split - 18 SEER, 1 ton | Ductless Mini-Split - 14 SEER, 1 ton | Single-head, per unit | 1116.9916 | 936.8404 |  |  | 180.1512 | N/A
3.2.4 | Ductless Mini-Split Heat Pumps | Ductless Mini-Split - 18 SEER, 1.5 ton | Ductless Mini-Split - 14 SEER, 1.5 ton | Single-head, per unit | 1621.7216 | 1433.1236 |  |  | 188.598 | N/A
3.2.4 | Ductless Mini-Split Heat Pumps | Ductless Mini-Split - 18 SEER, 2 ton | Ductless Mini-Split - 14 SEER, 2 ton | Single-head, per unit | 2126.4516 | 1929.4068 |  |  | 197.0448 | N/A
3.2.4 | Ductless Mini-Split Heat Pumps | Ductless Mini-Split - 18 SEER, 2.5 ton | Ductless Mini-Split - 14 SEER, 2.5 ton | Single-head, per unit | 2631.1815 | 2425.69 |  |  | 205.4915 | N/A
3.2.4 | Ductless Mini-Split Heat Pumps | Ductless Mini-Split - 18 SEER, 3 ton | Ductless Mini-Split - 14 SEER, 3 ton | Single-head, per unit | 3135.9115 | 2921.9732 |  |  | 213.9383 | N/A
3.2.4 | Ductless Mini-Split Heat Pumps | Ductless Mini-Split - 18 SEER, 3.5 ton | Ductless Mini-Split - 14 SEER, 3.5 ton | Single-head, per unit | 3640.6415 | 3418.2564 |  |  | 222.3851 | N/A
3.2.4 | Ductless Mini-Split Heat Pumps | Ductless Mini-Split - 18 SEER, 4 ton | Ductless Mini-Split - 14 SEER, 4 ton | Single-head, per unit | 4145.3715 | 3914.5396 |  |  | 230.8319 | N/A
3.2.4 | Ductless Mini-Split Heat Pumps | Ductless Mini-Split - 18 SEER, 4.5 ton | Ductless Mini-Split - 14 SEER, 4.5 ton | Single-head, per unit | 4650.1014 | 4410.8228 |  |  | 239.2787 | N/A
3.2.4 | Ductless Mini-Split Heat Pumps | Ductless Mini-Split - 18 SEER, 5 ton | Ductless Mini-Split - 14 SEER, 5 ton | Single-head, per unit | 5154.8314 | 4907.106 |  |  | 247.7254 | N/A
3.2.4 | Ductless Mini-Split Heat Pumps | Ductless Mini-Split - 19 SEER, 1 ton | Ductless Mini-Split - 14 SEER, 1 ton | Single-head, per unit | 1157.806 | 936.8404 |  |  | 220.9656 | N/A
3.2.4 | Ductless Mini-Split Heat Pumps | Ductless Mini-Split - 19 SEER, 1.5 ton | Ductless Mini-Split - 14 SEER, 1.5 ton | Single-head, per unit | 1662.536 | 1433.1236 |  |  | 229.4124 | N/A
3.2.4 | Ductless Mini-Split Heat Pumps | Ductless Mini-Split - 19 SEER, 2 ton | Ductless Mini-Split - 14 SEER, 2 ton | Single-head, per unit | 2167.266 | 1929.4068 |  |  | 237.8592 | N/A
3.2.4 | Ductless Mini-Split Heat Pumps | Ductless Mini-Split - 19 SEER, 2.5 ton | Ductless Mini-Split - 14 SEER, 2.5 ton | Single-head, per unit | 2671.996 | 2425.69 |  |  | 246.306 | N/A
3.2.4 | Ductless Mini-Split Heat Pumps | Ductless Mini-Split - 19 SEER, 3 ton | Ductless Mini-Split - 14 SEER, 3 ton | Single-head, per unit | 3176.7259 | 2921.9732 |  |  | 254.7527 | N/A
3.2.4 | Ductless Mini-Split Heat Pumps | Ductless Mini-Split - 19 SEER, 3.5 ton | Ductless Mini-Split - 14 SEER, 3.5 ton | Single-head, per unit | 3681.4559 | 3418.2564 |  |  | 263.1995 | N/A
3.2.4 | Ductless Mini-Split Heat Pumps | Ductless Mini-Split - 19 SEER, 4 ton | Ductless Mini-Split - 14 SEER, 4 ton | Single-head, per unit | 4186.1859 | 3914.5396 |  |  | 271.6463 | N/A
3.2.4 | Ductless Mini-Split Heat Pumps | Ductless Mini-Split - 19 SEER, 4.5 ton | Ductless Mini-Split - 14 SEER, 4.5 ton | Single-head, per unit | 4690.9159 | 4410.8228 |  |  | 280.0931 | N/A
3.2.4 | Ductless Mini-Split Heat Pumps | Ductless Mini-Split - 19 SEER, 5 ton | Ductless Mini-Split - 14 SEER, 5 ton | Single-head, per unit | 5195.6458 | 4907.106 |  |  | 288.5399 | N/A
3.2.4 | Ductless Mini-Split Heat Pumps | Ductless Mini-Split - 20 SEER, 1 ton | Ductless Mini-Split - 14 SEER, 1 ton | Single-head, per unit | 1198.6204 | 936.8404 |  |  | 261.78 | N/A
3.2.4 | Ductless Mini-Split Heat Pumps | Ductless Mini-Split - 20 SEER, 1.5 ton | Ductless Mini-Split - 14 SEER, 1.5 ton | Single-head, per unit | 1703.3504 | 1433.1236 |  |  | 270.2268 | N/A
3.2.4 | Ductless Mini-Split Heat Pumps | Ductless Mini-Split - 20 SEER, 2 ton | Ductless Mini-Split - 14 SEER, 2 ton | Single-head, per unit | 2208.0804 | 1929.4068 |  |  | 278.6736 | N/A
3.2.4 | Ductless Mini-Split Heat Pumps | Ductless Mini-Split - 20 SEER, 2.5 ton | Ductless Mini-Split - 14 SEER, 2.5 ton | Single-head, per unit | 2712.8104 | 2425.69 |  |  | 287.1204 | N/A
3.2.4 | Ductless Mini-Split Heat Pumps | Ductless Mini-Split - 20 SEER, 3 ton | Ductless Mini-Split - 14 SEER, 3 ton | Single-head, per unit | 3217.5403 | 2921.9732 |  |  | 295.5671 | N/A
3.2.4 | Ductless Mini-Split Heat Pumps | Ductless Mini-Split - 20 SEER, 3.5 ton | Ductless Mini-Split - 14 SEER, 3.5 ton | Single-head, per unit | 3722.2703 | 3418.2564 |  |  | 304.0139 | N/A
3.2.4 | Ductless Mini-Split Heat Pumps | Ductless Mini-Split - 20 SEER, 4 ton | Ductless Mini-Split - 14 SEER, 4 ton | Single-head, per unit | 4227.0003 | 3914.5396 |  |  | 312.4607 | N/A
3.2.4 | Ductless Mini-Split Heat Pumps | Ductless Mini-Split - 20 SEER, 4.5 ton | Ductless Mini-Split - 14 SEER, 4.5 ton | Single-head, per unit | 4731.7303 | 4410.8228 |  |  | 320.9075 | N/A
3.2.4 | Ductless Mini-Split Heat Pumps | Ductless Mini-Split - 20 SEER, 5 ton | Ductless Mini-Split - 14 SEER, 5 ton | Single-head, per unit | 5236.4602 | 4907.106 |  |  | 329.3543 | N/A
3.2.4 | Ductless Mini-Split Heat Pumps | Ductless Mini-Split - 21 SEER, 1 ton | Ductless Mini-Split - 14 SEER, 1 ton | Single-head, per unit | 1239.4349 | 936.8404 |  |  | 302.5944 | N/A
3.2.4 | Ductless Mini-Split Heat Pumps | Ductless Mini-Split - 21 SEER, 1.5 ton | Ductless Mini-Split - 14 SEER, 1.5 ton | Single-head, per unit | 1744.1648 | 1433.1236 |  |  | 311.0412 | N/A
3.2.4 | Ductless Mini-Split Heat Pumps | Ductless Mini-Split - 21 SEER, 2 ton | Ductless Mini-Split - 14 SEER, 2 ton | Single-head, per unit | 2248.8948 | 1929.4068 |  |  | 319.488 | N/A
3.2.4 | Ductless Mini-Split Heat Pumps | Ductless Mini-Split - 21 SEER, 2.5 ton | Ductless Mini-Split - 14 SEER, 2.5 ton | Single-head, per unit | 2753.6248 | 2425.69 |  |  | 327.9348 | N/A
3.2.4 | Ductless Mini-Split Heat Pumps | Ductless Mini-Split - 21 SEER, 3 ton | Ductless Mini-Split - 14 SEER, 3 ton | Single-head, per unit | 3258.3548 | 2921.9732 |  |  | 336.3816 | N/A
3.2.4 | Ductless Mini-Split Heat Pumps | Ductless Mini-Split - 21 SEER, 3.5 ton | Ductless Mini-Split - 14 SEER, 3.5 ton | Single-head, per unit | 3763.0847 | 3418.2564 |  |  | 344.8283 | N/A
3.2.4 | Ductless Mini-Split Heat Pumps | Ductless Mini-Split - 21 SEER, 4 ton | Ductless Mini-Split - 14 SEER, 4 ton | Single-head, per unit | 4267.8147 | 3914.5396 |  |  | 353.2751 | N/A
3.2.4 | Ductless Mini-Split Heat Pumps | Ductless Mini-Split - 21 SEER, 4.5 ton | Ductless Mini-Split - 14 SEER, 4.5 ton | Single-head, per unit | 4772.5447 | 4410.8228 |  |  | 361.7219 | N/A
3.2.4 | Ductless Mini-Split Heat Pumps | Ductless Mini-Split - 21 SEER, 5 ton | Ductless Mini-Split - 14 SEER, 5 ton | Single-head, per unit | 5277.2747 | 4907.106 |  |  | 370.1687 | N/A
3.2.4 | Ductless Mini-Split Heat Pumps | Ductless Mini-Split - 22 SEER, 1 ton | Ductless Mini-Split - 14 SEER, 1 ton | Single-head, per unit | 1280.2493 | 936.8404 |  |  | 343.4088 | N/A
3.2.4 | Ductless Mini-Split Heat Pumps | Ductless Mini-Split - 22 SEER, 1.5 ton | Ductless Mini-Split - 14 SEER, 1.5 ton | Single-head, per unit | 1784.9792 | 1433.1236 |  |  | 351.8556 | N/A
3.2.4 | Ductless Mini-Split Heat Pumps | Ductless Mini-Split - 22 SEER, 2 ton | Ductless Mini-Split - 14 SEER, 2 ton | Single-head, per unit | 2289.7092 | 1929.4068 |  |  | 360.3024 | N/A
3.2.4 | Ductless Mini-Split Heat Pumps | Ductless Mini-Split - 22 SEER, 2.5 ton | Ductless Mini-Split - 14 SEER, 2.5 ton | Single-head, per unit | 2794.4392 | 2425.69 |  |  | 368.7492 | N/A
3.2.4 | Ductless Mini-Split Heat Pumps | Ductless Mini-Split - 22 SEER, 3 ton | Ductless Mini-Split - 14 SEER, 3 ton | Single-head, per unit | 3299.1692 | 2921.9732 |  |  | 377.196 | N/A
3.2.4 | Ductless Mini-Split Heat Pumps | Ductless Mini-Split - 22 SEER, 3.5 ton | Ductless Mini-Split - 14 SEER, 3.5 ton | Single-head, per unit | 3803.8991 | 3418.2564 |  |  | 385.6427 | N/A
3.2.4 | Ductless Mini-Split Heat Pumps | Ductless Mini-Split - 22 SEER, 4 ton | Ductless Mini-Split - 14 SEER, 4 ton | Single-head, per unit | 4308.6291 | 3914.5396 |  |  | 394.0895 | N/A
3.2.4 | Ductless Mini-Split Heat Pumps | Ductless Mini-Split - 22 SEER, 4.5 ton | Ductless Mini-Split - 14 SEER, 4.5 ton | Single-head, per unit | 4813.3591 | 4410.8228 |  |  | 402.5363 | N/A
3.2.4 | Ductless Mini-Split Heat Pumps | Ductless Mini-Split - 22 SEER, 5 ton | Ductless Mini-Split - 14 SEER, 5 ton | Single-head, per unit | 5318.0891 | 4907.106 |  |  | 410.9831 | N/A
3.2.4 | Ductless Mini-Split Heat Pumps | Ductless Mini-Split - 23 SEER, 1 ton | Ductless Mini-Split - 14 SEER, 1 ton | Single-head, per unit | 1321.0637 | 936.8404 |  |  | 384.2233 | N/A
3.2.4 | Ductless Mini-Split Heat Pumps | Ductless Mini-Split - 23 SEER, 1.5 ton | Ductless Mini-Split - 14 SEER, 1.5 ton | Single-head, per unit | 1825.7937 | 1433.1236 |  |  | 392.67 | N/A
3.2.4 | Ductless Mini-Split Heat Pumps | Ductless Mini-Split - 23 SEER, 2 ton | Ductless Mini-Split - 14 SEER, 2 ton | Single-head, per unit | 2330.5236 | 1929.4068 |  |  | 401.1168 | N/A
3.2.4 | Ductless Mini-Split Heat Pumps | Ductless Mini-Split - 23 SEER, 2.5 ton | Ductless Mini-Split - 14 SEER, 2.5 ton | Single-head, per unit | 2835.2536 | 2425.69 |  |  | 409.5636 | N/A
3.2.4 | Ductless Mini-Split Heat Pumps | Ductless Mini-Split - 23 SEER, 3 ton | Ductless Mini-Split - 14 SEER, 3 ton | Single-head, per unit | 3339.9836 | 2921.9732 |  |  | 418.0104 | N/A
3.2.4 | Ductless Mini-Split Heat Pumps | Ductless Mini-Split - 23 SEER, 3.5 ton | Ductless Mini-Split - 14 SEER, 3.5 ton | Single-head, per unit | 3844.7136 | 3418.2564 |  |  | 426.4572 | N/A
3.2.4 | Ductless Mini-Split Heat Pumps | Ductless Mini-Split - 23 SEER, 4 ton | Ductless Mini-Split - 14 SEER, 4 ton | Single-head, per unit | 4349.4435 | 3914.5396 |  |  | 434.9039 | N/A
3.2.4 | Ductless Mini-Split Heat Pumps | Ductless Mini-Split - 23 SEER, 4.5 ton | Ductless Mini-Split - 14 SEER, 4.5 ton | Single-head, per unit | 4854.1735 | 4410.8228 |  |  | 443.3507 | N/A
3.2.4 | Ductless Mini-Split Heat Pumps | Ductless Mini-Split - 23 SEER, 5 ton | Ductless Mini-Split - 14 SEER, 5 ton | Single-head, per unit | 5358.9035 | 4907.106 |  |  | 451.7975 | N/A
3.2.4 | Ductless Mini-Split Heat Pumps | Ductless Mini-Split - 24 SEER, 1 ton | Ductless Mini-Split - 14 SEER, 1 ton | Single-head, per unit | 1361.8781 | 936.8404 |  |  | 425.0377 | N/A
3.2.4 | Ductless Mini-Split Heat Pumps | Ductless Mini-Split - 24 SEER, 1.5 ton | Ductless Mini-Split - 14 SEER, 1.5 ton | Single-head, per unit | 1866.6081 | 1433.1236 |  |  | 433.4845 | N/A
3.2.4 | Ductless Mini-Split Heat Pumps | Ductless Mini-Split - 24 SEER, 2 ton | Ductless Mini-Split - 14 SEER, 2 ton | Single-head, per unit | 2371.338 | 1929.4068 |  |  | 441.9312 | N/A
3.2.4 | Ductless Mini-Split Heat Pumps | Ductless Mini-Split - 24 SEER, 2.5 ton | Ductless Mini-Split - 14 SEER, 2.5 ton | Single-head, per unit | 2876.068 | 2425.69 |  |  | 450.378 | N/A
3.2.4 | Ductless Mini-Split Heat Pumps | Ductless Mini-Split - 24 SEER, 3 ton | Ductless Mini-Split - 14 SEER, 3 ton | Single-head, per unit | 3380.798 | 2921.9732 |  |  | 458.8248 | N/A
3.2.4 | Ductless Mini-Split Heat Pumps | Ductless Mini-Split - 24 SEER, 3.5 ton | Ductless Mini-Split - 14 SEER, 3.5 ton | Single-head, per unit | 3885.528 | 3418.2564 |  |  | 467.2716 | N/A
3.2.4 | Ductless Mini-Split Heat Pumps | Ductless Mini-Split - 24 SEER, 4 ton | Ductless Mini-Split - 14 SEER, 4 ton | Single-head, per unit | 4390.2579 | 3914.5396 |  |  | 475.7184 | N/A
3.2.4 | Ductless Mini-Split Heat Pumps | Ductless Mini-Split - 24 SEER, 4.5 ton | Ductless Mini-Split - 14 SEER, 4.5 ton | Single-head, per unit | 4894.9879 | 4410.8228 |  |  | 484.1651 | N/A
3.2.4 | Ductless Mini-Split Heat Pumps | Ductless Mini-Split - 24 SEER, 5 ton | Ductless Mini-Split - 14 SEER, 5 ton | Single-head, per unit | 5399.7179 | 4907.106 |  |  | 492.6119 | N/A
3.2.4 | Ductless Mini-Split Heat Pumps | Ductless Mini-Split - 25 SEER, 1 ton | Ductless Mini-Split - 14 SEER, 1 ton | Single-head, per unit | 1402.6925 | 936.8404 |  |  | 465.8521 | N/A
3.2.4 | Ductless Mini-Split Heat Pumps | Ductless Mini-Split - 25 SEER, 1.5 ton | Ductless Mini-Split - 14 SEER, 1.5 ton | Single-head, per unit | 1907.4225 | 1433.1236 |  |  | 474.2989 | N/A
3.2.4 | Ductless Mini-Split Heat Pumps | Ductless Mini-Split - 25 SEER, 2 ton | Ductless Mini-Split - 14 SEER, 2 ton | Single-head, per unit | 2412.1525 | 1929.4068 |  |  | 482.7456 | N/A
3.2.4 | Ductless Mini-Split Heat Pumps | Ductless Mini-Split - 25 SEER, 2.5 ton | Ductless Mini-Split - 14 SEER, 2.5 ton | Single-head, per unit | 2916.8824 | 2425.69 |  |  | 491.1924 | N/A
3.2.4 | Ductless Mini-Split Heat Pumps | Ductless Mini-Split - 25 SEER, 3 ton | Ductless Mini-Split - 14 SEER, 3 ton | Single-head, per unit | 3421.6124 | 2921.9732 |  |  | 499.6392 | N/A
3.2.4 | Ductless Mini-Split Heat Pumps | Ductless Mini-Split - 25 SEER, 3.5 ton | Ductless Mini-Split - 14 SEER, 3.5 ton | Single-head, per unit | 3926.3424 | 3418.2564 |  |  | 508.086 | N/A
3.2.4 | Ductless Mini-Split Heat Pumps | Ductless Mini-Split - 25 SEER, 4 ton | Ductless Mini-Split - 14 SEER, 4 ton | Single-head, per unit | 4431.0723 | 3914.5396 |  |  | 516.5328 | N/A
3.2.4 | Ductless Mini-Split Heat Pumps | Ductless Mini-Split - 25 SEER, 4.5 ton | Ductless Mini-Split - 14 SEER, 4.5 ton | Single-head, per unit | 4935.8023 | 4410.8228 |  |  | 524.9795 | N/A
3.2.4 | Ductless Mini-Split Heat Pumps | Ductless Mini-Split - 25 SEER, 5 ton | Ductless Mini-Split - 14 SEER, 5 ton | Single-head, per unit | 5440.5323 | 4907.106 |  |  | 533.4263 | N/A
3.2.4 | Ductless Mini-Split Heat Pumps | Ductless Mini-Split - 26 SEER, 1 ton | Ductless Mini-Split - 14 SEER, 1 ton | Single-head, per unit | 1443.5069 | 936.8404 |  |  | 506.6665 | N/A
3.2.4 | Ductless Mini-Split Heat Pumps | Ductless Mini-Split - 26 SEER, 1.5 ton | Ductless Mini-Split - 14 SEER, 1.5 ton | Single-head, per unit | 1948.2369 | 1433.1236 |  |  | 515.1133 | N/A
3.2.4 | Ductless Mini-Split Heat Pumps | Ductless Mini-Split - 26 SEER, 2 ton | Ductless Mini-Split - 14 SEER, 2 ton | Single-head, per unit | 2452.9669 | 1929.4068 |  |  | 523.5601 | N/A
3.2.4 | Ductless Mini-Split Heat Pumps | Ductless Mini-Split - 26 SEER, 2.5 ton | Ductless Mini-Split - 14 SEER, 2.5 ton | Single-head, per unit | 2957.6968 | 2425.69 |  |  | 532.0068 | N/A
3.2.4 | Ductless Mini-Split Heat Pumps | Ductless Mini-Split - 26 SEER, 3 ton | Ductless Mini-Split - 14 SEER, 3 ton | Single-head, per unit | 3462.4268 | 2921.9732 |  |  | 540.4536 | N/A
3.2.4 | Ductless Mini-Split Heat Pumps | Ductless Mini-Split - 26 SEER, 3.5 ton | Ductless Mini-Split - 14 SEER, 3.5 ton | Single-head, per unit | 3967.1568 | 3418.2564 |  |  | 548.9004 | N/A
3.2.4 | Ductless Mini-Split Heat Pumps | Ductless Mini-Split - 26 SEER, 4 ton | Ductless Mini-Split - 14 SEER, 4 ton | Single-head, per unit | 4471.8868 | 3914.5396 |  |  | 557.3472 | N/A
3.2.4 | Ductless Mini-Split Heat Pumps | Ductless Mini-Split - 26 SEER, 4.5 ton | Ductless Mini-Split - 14 SEER, 4.5 ton | Single-head, per unit | 4976.6167 | 4410.8228 |  |  | 565.794 | N/A
3.2.4 | Ductless Mini-Split Heat Pumps | Ductless Mini-Split - 26 SEER, 5 ton | Ductless Mini-Split - 14 SEER, 5 ton | Single-head, per unit | 5481.3467 | 4907.106 |  |  | 574.2407 | N/A
3.2.4 | Ductless Mini-Split Heat Pumps | Ductless Mini-Split - 16 SEER, 1 ton | Ductless Mini-Split - 14 SEER, 1 ton | Unknown heads, per unit | 2093.8761 | 1953.0402 |  |  | 140.8359 | N/A
3.2.4 | Ductless Mini-Split Heat Pumps | Ductless Mini-Split - 16 SEER, 1.5 ton | Ductless Mini-Split - 14 SEER, 1.5 ton | Unknown heads, per unit | 2583.8454 | 2431.4058 |  |  | 152.4396 | N/A
3.2.4 | Ductless Mini-Split Heat Pumps | Ductless Mini-Split - 16 SEER, 2 ton | Ductless Mini-Split - 14 SEER, 2 ton | Unknown heads, per unit | 3073.8146 | 2909.7714 |  |  | 164.0432 | N/A
3.2.4 | Ductless Mini-Split Heat Pumps | Ductless Mini-Split - 16 SEER, 2.5 ton | Ductless Mini-Split - 14 SEER, 2.5 ton | Unknown heads, per unit | 3563.8788 | 3388.137 |  |  | 175.7418 | N/A
3.2.4 | Ductless Mini-Split Heat Pumps | Ductless Mini-Split - 16 SEER, 3 ton | Ductless Mini-Split - 14 SEER, 3 ton | Unknown heads, per unit | 4053.9429 | 3866.5026 |  |  | 187.4403 | N/A
3.2.4 | Ductless Mini-Split Heat Pumps | Ductless Mini-Split - 16 SEER, 3.5 ton | Ductless Mini-Split - 14 SEER, 3.5 ton | Unknown heads, per unit | 4544.0585 | 4344.8682 |  |  | 199.1904 | N/A
3.2.4 | Ductless Mini-Split Heat Pumps | Ductless Mini-Split - 16 SEER, 4 ton | Ductless Mini-Split - 14 SEER, 4 ton | Unknown heads, per unit | 5034.1742 | 4823.2337 |  |  | 210.9404 | N/A
3.2.4 | Ductless Mini-Split Heat Pumps | Ductless Mini-Split - 16 SEER, 4.5 ton | Ductless Mini-Split - 14 SEER, 4.5 ton | Unknown heads, per unit | 5569.0305 | 5345.6673 |  |  | 223.3632 | N/A
3.2.4 | Ductless Mini-Split Heat Pumps | Ductless Mini-Split - 16 SEER, 5 ton | Ductless Mini-Split - 14 SEER, 5 ton | Unknown heads, per unit | 6103.8868 | 5868.1008 |  |  | 235.7859 | N/A
3.2.4 | Ductless Mini-Split Heat Pumps | Ductless Mini-Split - 17 SEER, 1 ton | Ductless Mini-Split - 14 SEER, 1 ton | Unknown heads, per unit | 2149.6183 | 1953.0402 |  |  | 196.5781 | N/A
3.2.4 | Ductless Mini-Split Heat Pumps | Ductless Mini-Split - 17 SEER, 1.5 ton | Ductless Mini-Split - 14 SEER, 1.5 ton | Unknown heads, per unit | 2639.7625 | 2431.4058 |  |  | 208.3566 | N/A
3.2.4 | Ductless Mini-Split Heat Pumps | Ductless Mini-Split - 17 SEER, 2 ton | Ductless Mini-Split - 14 SEER, 2 ton | Unknown heads, per unit | 3129.9066 | 2909.7714 |  |  | 220.1352 | N/A
3.2.4 | Ductless Mini-Split Heat Pumps | Ductless Mini-Split - 17 SEER, 2.5 ton | Ductless Mini-Split - 14 SEER, 2.5 ton | Unknown heads, per unit | 3620.0829 | 3388.137 |  |  | 231.9459 | N/A
3.2.4 | Ductless Mini-Split Heat Pumps | Ductless Mini-Split - 17 SEER, 3 ton | Ductless Mini-Split - 14 SEER, 3 ton | Unknown heads, per unit | 4110.2592 | 3866.5026 |  |  | 243.7567 | N/A
3.2.4 | Ductless Mini-Split Heat Pumps | Ductless Mini-Split - 17 SEER, 3.5 ton | Ductless Mini-Split - 14 SEER, 3.5 ton | Unknown heads, per unit | 4600.453 | 4344.8682 |  |  | 255.5848 | N/A
3.2.4 | Ductless Mini-Split Heat Pumps | Ductless Mini-Split - 17 SEER, 4 ton | Ductless Mini-Split - 14 SEER, 4 ton | Unknown heads, per unit | 5090.6467 | 4823.2337 |  |  | 267.413 | N/A
3.2.4 | Ductless Mini-Split Heat Pumps | Ductless Mini-Split - 17 SEER, 4.5 ton | Ductless Mini-Split - 14 SEER, 4.5 ton | Unknown heads, per unit | 5624.9832 | 5345.6673 |  |  | 279.3159 | N/A
3.2.4 | Ductless Mini-Split Heat Pumps | Ductless Mini-Split - 17 SEER, 5 ton | Ductless Mini-Split - 14 SEER, 5 ton | Unknown heads, per unit | 6159.3197 | 5868.1008 |  |  | 291.2189 | N/A
3.2.4 | Ductless Mini-Split Heat Pumps | Ductless Mini-Split - 18 SEER, 1 ton | Ductless Mini-Split - 14 SEER, 1 ton | Unknown heads, per unit | 1552.656 | 1343.3203 |  |  | 209.3357 | N/A
3.2.4 | Ductless Mini-Split Heat Pumps | Ductless Mini-Split - 18 SEER, 1.5 ton | Ductless Mini-Split - 14 SEER, 1.5 ton | Unknown heads, per unit | 2696.386 | 2431.4058 |  |  | 264.9802 | N/A
3.2.4 | Ductless Mini-Split Heat Pumps | Ductless Mini-Split - 18 SEER, 2 ton | Ductless Mini-Split - 14 SEER, 2 ton | Unknown heads, per unit | 2550.5187 | 2321.5526 |  |  | 228.966 | N/A
3.2.4 | Ductless Mini-Split Heat Pumps | Ductless Mini-Split - 18 SEER, 2.5 ton | Ductless Mini-Split - 14 SEER, 2.5 ton | Unknown heads, per unit | 3676.8526 | 3388.137 |  |  | 288.7156 | N/A
3.2.4 | Ductless Mini-Split Heat Pumps | Ductless Mini-Split - 18 SEER, 3 ton | Ductless Mini-Split - 14 SEER, 3 ton | Unknown heads, per unit | 3548.3813 | 3299.7849 |  |  | 248.5963 | N/A
3.2.4 | Ductless Mini-Split Heat Pumps | Ductless Mini-Split - 18 SEER, 3.5 ton | Ductless Mini-Split - 14 SEER, 3.5 ton | Unknown heads, per unit | 4657.3192 | 4344.8682 |  |  | 312.4511 | N/A
3.2.4 | Ductless Mini-Split Heat Pumps | Ductless Mini-Split - 18 SEER, 4 ton | Ductless Mini-Split - 14 SEER, 4 ton | Unknown heads, per unit | 4546.2439 | 4278.0172 |  |  | 268.2266 | N/A
3.2.4 | Ductless Mini-Split Heat Pumps | Ductless Mini-Split - 18 SEER, 4.5 ton | Ductless Mini-Split - 14 SEER, 4.5 ton | Unknown heads, per unit | 5681.3245 | 5345.6673 |  |  | 335.6572 | N/A
3.2.4 | Ductless Mini-Split Heat Pumps | Ductless Mini-Split - 18 SEER, 5 ton | Ductless Mini-Split - 14 SEER, 5 ton | Unknown heads, per unit | 6215.0965 | 5868.1008 |  |  | 346.9957 | N/A
3.2.4 | Ductless Mini-Split Heat Pumps | Ductless Mini-Split - 19 SEER, 1 ton | Ductless Mini-Split - 14 SEER, 1 ton | Unknown heads, per unit | 1600.0824 | 1343.3203 |  |  | 256.762 | N/A
3.2.4 | Ductless Mini-Split Heat Pumps | Ductless Mini-Split - 19 SEER, 1.5 ton | Ductless Mini-Split - 14 SEER, 1.5 ton | Unknown heads, per unit | 2753.7302 | 2431.4058 |  |  | 322.3244 | N/A
3.2.4 | Ductless Mini-Split Heat Pumps | Ductless Mini-Split - 19 SEER, 2 ton | Ductless Mini-Split - 14 SEER, 2 ton | Unknown heads, per unit | 2597.945 | 2321.5526 |  |  | 276.3924 | N/A
3.2.4 | Ductless Mini-Split Heat Pumps | Ductless Mini-Split - 19 SEER, 2.5 ton | Ductless Mini-Split - 14 SEER, 2.5 ton | Unknown heads, per unit | 3734.1969 | 3388.137 |  |  | 346.0599 | N/A
3.2.4 | Ductless Mini-Split Heat Pumps | Ductless Mini-Split - 19 SEER, 3 ton | Ductless Mini-Split - 14 SEER, 3 ton | Unknown heads, per unit | 3595.8076 | 3299.7849 |  |  | 296.0227 | N/A
3.2.4 | Ductless Mini-Split Heat Pumps | Ductless Mini-Split - 19 SEER, 3.5 ton | Ductless Mini-Split - 14 SEER, 3.5 ton | Unknown heads, per unit | 4714.6635 | 4344.8682 |  |  | 369.7953 | N/A
3.2.4 | Ductless Mini-Split Heat Pumps | Ductless Mini-Split - 19 SEER, 4 ton | Ductless Mini-Split - 14 SEER, 4 ton | Unknown heads, per unit | 4593.6702 | 4278.0172 |  |  | 315.653 | N/A
3.2.4 | Ductless Mini-Split Heat Pumps | Ductless Mini-Split - 19 SEER, 4.5 ton | Ductless Mini-Split - 14 SEER, 4.5 ton | Unknown heads, per unit | 5738.0587 | 5345.6673 |  |  | 392.3914 | N/A
3.2.4 | Ductless Mini-Split Heat Pumps | Ductless Mini-Split - 19 SEER, 5 ton | Ductless Mini-Split - 14 SEER, 5 ton | Unknown heads, per unit | 6271.2206 | 5868.1008 |  |  | 403.1198 | N/A
3.2.4 | Ductless Mini-Split Heat Pumps | Ductless Mini-Split - 20 SEER, 1 ton | Ductless Mini-Split - 14 SEER, 1 ton | Unknown heads, per unit | 1647.5087 | 1343.3203 |  |  | 304.1884 | N/A
3.2.4 | Ductless Mini-Split Heat Pumps | Ductless Mini-Split - 20 SEER, 1.5 ton | Ductless Mini-Split - 14 SEER, 1.5 ton | Unknown heads, per unit | 2811.0745 | 2431.4058 |  |  | 379.6687 | N/A
3.2.4 | Ductless Mini-Split Heat Pumps | Ductless Mini-Split - 20 SEER, 2 ton | Ductless Mini-Split - 14 SEER, 2 ton | Unknown heads, per unit | 2645.3714 | 2321.5526 |  |  | 323.8187 | N/A
3.2.4 | Ductless Mini-Split Heat Pumps | Ductless Mini-Split - 20 SEER, 2.5 ton | Ductless Mini-Split - 14 SEER, 2.5 ton | Unknown heads, per unit | 3791.5411 | 3388.137 |  |  | 403.4041 | N/A
3.2.4 | Ductless Mini-Split Heat Pumps | Ductless Mini-Split - 20 SEER, 3 ton | Ductless Mini-Split - 14 SEER, 3 ton | Unknown heads, per unit | 3643.234 | 3299.7849 |  |  | 343.449 | N/A
3.2.4 | Ductless Mini-Split Heat Pumps | Ductless Mini-Split - 20 SEER, 3.5 ton | Ductless Mini-Split - 14 SEER, 3.5 ton | Unknown heads, per unit | 4772.0077 | 4344.8682 |  |  | 427.1396 | N/A
3.2.4 | Ductless Mini-Split Heat Pumps | Ductless Mini-Split - 20 SEER, 4 ton | Ductless Mini-Split - 14 SEER, 4 ton | Unknown heads, per unit | 4641.0966 | 4278.0172 |  |  | 363.0793 | N/A
3.2.4 | Ductless Mini-Split Heat Pumps | Ductless Mini-Split - 20 SEER, 4.5 ton | Ductless Mini-Split - 14 SEER, 4.5 ton | Unknown heads, per unit | 5794.8097 | 5345.6673 |  |  | 449.1425 | N/A
3.2.4 | Ductless Mini-Split Heat Pumps | Ductless Mini-Split - 20 SEER, 5 ton | Ductless Mini-Split - 14 SEER, 5 ton | Unknown heads, per unit | 6327.3784 | 5868.1008 |  |  | 459.2776 | N/A
3.2.4 | Ductless Mini-Split Heat Pumps | Ductless Mini-Split - 21 SEER, 1 ton | Ductless Mini-Split - 14 SEER, 1 ton | Unknown heads, per unit | 1694.9351 | 1343.3203 |  |  | 351.6147 | N/A
3.2.4 | Ductless Mini-Split Heat Pumps | Ductless Mini-Split - 21 SEER, 1.5 ton | Ductless Mini-Split - 14 SEER, 1.5 ton | Unknown heads, per unit | 2868.4187 | 2431.4058 |  |  | 437.0129 | N/A
3.2.4 | Ductless Mini-Split Heat Pumps | Ductless Mini-Split - 21 SEER, 2 ton | Ductless Mini-Split - 14 SEER, 2 ton | Unknown heads, per unit | 2692.7977 | 2321.5526 |  |  | 371.2451 | N/A
3.2.4 | Ductless Mini-Split Heat Pumps | Ductless Mini-Split - 21 SEER, 2.5 ton | Ductless Mini-Split - 14 SEER, 2.5 ton | Unknown heads, per unit | 3848.8853 | 3388.137 |  |  | 460.7484 | N/A
3.2.4 | Ductless Mini-Split Heat Pumps | Ductless Mini-Split - 21 SEER, 3 ton | Ductless Mini-Split - 14 SEER, 3 ton | Unknown heads, per unit | 3690.6603 | 3299.7849 |  |  | 390.8754 | N/A
3.2.4 | Ductless Mini-Split Heat Pumps | Ductless Mini-Split - 21 SEER, 3.5 ton | Ductless Mini-Split - 14 SEER, 3.5 ton | Unknown heads, per unit | 4829.352 | 4344.8682 |  |  | 484.4838 | N/A
3.2.4 | Ductless Mini-Split Heat Pumps | Ductless Mini-Split - 21 SEER, 4 ton | Ductless Mini-Split - 14 SEER, 4 ton | Unknown heads, per unit | 4688.5229 | 4278.0172 |  |  | 410.5057 | N/A
3.2.4 | Ductless Mini-Split Heat Pumps | Ductless Mini-Split - 21 SEER, 4.5 ton | Ductless Mini-Split - 14 SEER, 4.5 ton | Unknown heads, per unit | 5851.5769 | 5345.6673 |  |  | 505.9097 | N/A
3.2.4 | Ductless Mini-Split Heat Pumps | Ductless Mini-Split - 21 SEER, 5 ton | Ductless Mini-Split - 14 SEER, 5 ton | Unknown heads, per unit | 6383.5686 | 5868.1008 |  |  | 515.4678 | N/A
3.2.4 | Ductless Mini-Split Heat Pumps | Ductless Mini-Split - 22 SEER, 1 ton | Ductless Mini-Split - 14 SEER, 1 ton | Unknown heads, per unit | 1742.3614 | 1343.3203 |  |  | 399.0411 | N/A
3.2.4 | Ductless Mini-Split Heat Pumps | Ductless Mini-Split - 22 SEER, 1.5 ton | Ductless Mini-Split - 14 SEER, 1.5 ton | Unknown heads, per unit | 2925.763 | 2431.4058 |  |  | 494.3572 | N/A
3.2.4 | Ductless Mini-Split Heat Pumps | Ductless Mini-Split - 22 SEER, 2 ton | Ductless Mini-Split - 14 SEER, 2 ton | Unknown heads, per unit | 2740.224 | 2321.5526 |  |  | 418.6714 | N/A
3.2.4 | Ductless Mini-Split Heat Pumps | Ductless Mini-Split - 22 SEER, 2.5 ton | Ductless Mini-Split - 14 SEER, 2.5 ton | Unknown heads, per unit | 3906.2296 | 3388.137 |  |  | 518.0926 | N/A
3.2.4 | Ductless Mini-Split Heat Pumps | Ductless Mini-Split - 22 SEER, 3 ton | Ductless Mini-Split - 14 SEER, 3 ton | Unknown heads, per unit | 3738.0867 | 3299.7849 |  |  | 438.3017 | N/A
3.2.4 | Ductless Mini-Split Heat Pumps | Ductless Mini-Split - 22 SEER, 3.5 ton | Ductless Mini-Split - 14 SEER, 3.5 ton | Unknown heads, per unit | 4886.6962 | 4344.8682 |  |  | 541.8281 | N/A
3.2.4 | Ductless Mini-Split Heat Pumps | Ductless Mini-Split - 22 SEER, 4 ton | Ductless Mini-Split - 14 SEER, 4 ton | Unknown heads, per unit | 4735.9493 | 4278.0172 |  |  | 457.932 | N/A
3.2.4 | Ductless Mini-Split Heat Pumps | Ductless Mini-Split - 22 SEER, 4.5 ton | Ductless Mini-Split - 14 SEER, 4.5 ton | Unknown heads, per unit | 5908.3597 | 5345.6673 |  |  | 562.6924 | N/A
3.2.4 | Ductless Mini-Split Heat Pumps | Ductless Mini-Split - 22 SEER, 5 ton | Ductless Mini-Split - 14 SEER, 5 ton | Unknown heads, per unit | 6439.7898 | 5868.1008 |  |  | 571.689 | N/A
3.2.4 | Ductless Mini-Split Heat Pumps | Ductless Mini-Split - 23 SEER, 1 ton | Ductless Mini-Split - 14 SEER, 1 ton | Unknown heads, per unit | 1789.7878 | 1343.3203 |  |  | 446.4674 | N/A
3.2.4 | Ductless Mini-Split Heat Pumps | Ductless Mini-Split - 23 SEER, 1.5 ton | Ductless Mini-Split - 14 SEER, 1.5 ton | Unknown heads, per unit | 2983.1072 | 2431.4058 |  |  | 551.7014 | N/A
3.2.4 | Ductless Mini-Split Heat Pumps | Ductless Mini-Split - 23 SEER, 2 ton | Ductless Mini-Split - 14 SEER, 2 ton | Unknown heads, per unit | 2787.6504 | 2321.5526 |  |  | 466.0977 | N/A
3.2.4 | Ductless Mini-Split Heat Pumps | Ductless Mini-Split - 23 SEER, 2.5 ton | Ductless Mini-Split - 14 SEER, 2.5 ton | Unknown heads, per unit | 3963.5738 | 3388.137 |  |  | 575.4369 | N/A
3.2.4 | Ductless Mini-Split Heat Pumps | Ductless Mini-Split - 23 SEER, 3 ton | Ductless Mini-Split - 14 SEER, 3 ton | Unknown heads, per unit | 3785.513 | 3299.7849 |  |  | 485.7281 | N/A
3.2.4 | Ductless Mini-Split Heat Pumps | Ductless Mini-Split - 23 SEER, 3.5 ton | Ductless Mini-Split - 14 SEER, 3.5 ton | Unknown heads, per unit | 4944.0405 | 4344.8682 |  |  | 599.1723 | N/A
3.2.4 | Ductless Mini-Split Heat Pumps | Ductless Mini-Split - 23 SEER, 4 ton | Ductless Mini-Split - 14 SEER, 4 ton | Unknown heads, per unit | 4783.3756 | 4278.0172 |  |  | 505.3584 | N/A
3.2.4 | Ductless Mini-Split Heat Pumps | Ductless Mini-Split - 23 SEER, 4.5 ton | Ductless Mini-Split - 14 SEER, 4.5 ton | Unknown heads, per unit | 5965.1573 | 5345.6673 |  |  | 619.49 | N/A
3.2.4 | Ductless Mini-Split Heat Pumps | Ductless Mini-Split - 23 SEER, 5 ton | Ductless Mini-Split - 14 SEER, 5 ton | Unknown heads, per unit | 6496.0408 | 5868.1008 |  |  | 627.94 | N/A
3.2.4 | Ductless Mini-Split Heat Pumps | Ductless Mini-Split - 24 SEER, 1 ton | Ductless Mini-Split - 14 SEER, 1 ton | Unknown heads, per unit | 1837.2141 | 1343.3203 |  |  | 493.8938 | N/A
3.2.4 | Ductless Mini-Split Heat Pumps | Ductless Mini-Split - 24 SEER, 1.5 ton | Ductless Mini-Split - 14 SEER, 1.5 ton | Unknown heads, per unit | 3040.4515 | 2431.4058 |  |  | 609.0457 | N/A
3.2.4 | Ductless Mini-Split Heat Pumps | Ductless Mini-Split - 24 SEER, 2 ton | Ductless Mini-Split - 14 SEER, 2 ton | Unknown heads, per unit | 2835.0767 | 2321.5526 |  |  | 513.5241 | N/A
3.2.4 | Ductless Mini-Split Heat Pumps | Ductless Mini-Split - 24 SEER, 2.5 ton | Ductless Mini-Split - 14 SEER, 2.5 ton | Unknown heads, per unit | 4020.9181 | 3388.137 |  |  | 632.7811 | N/A
3.2.4 | Ductless Mini-Split Heat Pumps | Ductless Mini-Split - 24 SEER, 3 ton | Ductless Mini-Split - 14 SEER, 3 ton | Unknown heads, per unit | 3832.9394 | 3299.7849 |  |  | 533.1544 | N/A
3.2.4 | Ductless Mini-Split Heat Pumps | Ductless Mini-Split - 24 SEER, 3.5 ton | Ductless Mini-Split - 14 SEER, 3.5 ton | Unknown heads, per unit | 5001.3847 | 4344.8682 |  |  | 656.5166 | N/A
3.2.4 | Ductless Mini-Split Heat Pumps | Ductless Mini-Split - 24 SEER, 4 ton | Ductless Mini-Split - 14 SEER, 4 ton | Unknown heads, per unit | 4830.802 | 4278.0172 |  |  | 552.7847 | N/A
3.2.4 | Ductless Mini-Split Heat Pumps | Ductless Mini-Split - 24 SEER, 4.5 ton | Ductless Mini-Split - 14 SEER, 4.5 ton | Unknown heads, per unit | 6021.9692 | 5345.6673 |  |  | 676.302 | N/A
3.2.4 | Ductless Mini-Split Heat Pumps | Ductless Mini-Split - 24 SEER, 5 ton | Ductless Mini-Split - 14 SEER, 5 ton | Unknown heads, per unit | 6552.3205 | 5868.1008 |  |  | 684.2196 | N/A
3.2.4 | Ductless Mini-Split Heat Pumps | Ductless Mini-Split - 25 SEER, 1 ton | Ductless Mini-Split - 14 SEER, 1 ton | Unknown heads, per unit | 1884.6405 | 1343.3203 |  |  | 541.3201 | N/A
3.2.4 | Ductless Mini-Split Heat Pumps | Ductless Mini-Split - 25 SEER, 1.5 ton | Ductless Mini-Split - 14 SEER, 1.5 ton | Unknown heads, per unit | 3097.7957 | 2431.4058 |  |  | 666.3899 | N/A
3.2.4 | Ductless Mini-Split Heat Pumps | Ductless Mini-Split - 25 SEER, 2 ton | Ductless Mini-Split - 14 SEER, 2 ton | Unknown heads, per unit | 2882.5031 | 2321.5526 |  |  | 560.9504 | N/A
3.2.4 | Ductless Mini-Split Heat Pumps | Ductless Mini-Split - 25 SEER, 2.5 ton | Ductless Mini-Split - 14 SEER, 2.5 ton | Unknown heads, per unit | 4078.2623 | 3388.137 |  |  | 690.1254 | N/A
3.2.4 | Ductless Mini-Split Heat Pumps | Ductless Mini-Split - 25 SEER, 3 ton | Ductless Mini-Split - 14 SEER, 3 ton | Unknown heads, per unit | 3880.3657 | 3299.7849 |  |  | 580.5808 | N/A
3.2.4 | Ductless Mini-Split Heat Pumps | Ductless Mini-Split - 25 SEER, 3.5 ton | Ductless Mini-Split - 14 SEER, 3.5 ton | Unknown heads, per unit | 5058.729 | 4344.8682 |  |  | 713.8608 | N/A
3.2.4 | Ductless Mini-Split Heat Pumps | Ductless Mini-Split - 25 SEER, 4 ton | Ductless Mini-Split - 14 SEER, 4 ton | Unknown heads, per unit | 4878.2283 | 4278.0172 |  |  | 600.2111 | N/A
3.2.4 | Ductless Mini-Split Heat Pumps | Ductless Mini-Split - 25 SEER, 4.5 ton | Ductless Mini-Split - 14 SEER, 4.5 ton | Unknown heads, per unit | 6078.7949 | 5345.6673 |  |  | 733.1277 | N/A
3.2.4 | Ductless Mini-Split Heat Pumps | Ductless Mini-Split - 25 SEER, 5 ton | Ductless Mini-Split - 14 SEER, 5 ton | Unknown heads, per unit | 6608.6276 | 5868.1008 |  |  | 740.5268 | N/A
3.2.4 | Ductless Mini-Split Heat Pumps | Ductless Mini-Split - 26 SEER, 1 ton | Ductless Mini-Split - 14 SEER, 1 ton | Unknown heads, per unit | 1932.0668 | 1343.3203 |  |  | 588.7465 | N/A
3.2.4 | Ductless Mini-Split Heat Pumps | Ductless Mini-Split - 26 SEER, 1.5 ton | Ductless Mini-Split - 14 SEER, 1.5 ton | Unknown heads, per unit | 3155.14 | 2431.4058 |  |  | 723.7341 | N/A
3.2.4 | Ductless Mini-Split Heat Pumps | Ductless Mini-Split - 26 SEER, 2 ton | Ductless Mini-Split - 14 SEER, 2 ton | Unknown heads, per unit | 2929.9294 | 2321.5526 |  |  | 608.3768 | N/A
3.2.4 | Ductless Mini-Split Heat Pumps | Ductless Mini-Split - 26 SEER, 2.5 ton | Ductless Mini-Split - 14 SEER, 2.5 ton | Unknown heads, per unit | 4135.6066 | 3388.137 |  |  | 747.4696 | N/A
3.2.4 | Ductless Mini-Split Heat Pumps | Ductless Mini-Split - 26 SEER, 3 ton | Ductless Mini-Split - 14 SEER, 3 ton | Unknown heads, per unit | 3927.792 | 3299.7849 |  |  | 628.0071 | N/A
3.2.4 | Ductless Mini-Split Heat Pumps | Ductless Mini-Split - 26 SEER, 3.5 ton | Ductless Mini-Split - 14 SEER, 3.5 ton | Unknown heads, per unit | 5116.0732 | 4344.8682 |  |  | 771.2051 | N/A
3.2.4 | Ductless Mini-Split Heat Pumps | Ductless Mini-Split - 26 SEER, 4 ton | Ductless Mini-Split - 14 SEER, 4 ton | Unknown heads, per unit | 4925.6547 | 4278.0172 |  |  | 647.6374 | N/A
3.2.4 | Ductless Mini-Split Heat Pumps | Ductless Mini-Split - 26 SEER, 4.5 ton | Ductless Mini-Split - 14 SEER, 4.5 ton | Unknown heads, per unit | 6135.6339 | 5345.6673 |  |  | 789.9666 | N/A
3.2.4 | Ductless Mini-Split Heat Pumps | Ductless Mini-Split - 26 SEER, 5 ton | Ductless Mini-Split - 14 SEER, 5 ton | Unknown heads, per unit | 6664.9612 | 5868.1008 |  |  | 796.8604 | N/A

## Interim LED (hidden)
TRM Measure Number | Category | Efficient Technology Description | Baseline Technology Description | Unit | Efficient Cost | Baseline Cost | Labor Time (Minutes) | Labor Cost | ROB/New | Early/Retro | O&M Benefits | Source | Notes
TRM Measure Number | TRM Measure Name | Efficient Measure Description | Baseline Measure Description | Units | Efficient Cost | Baseline Cost | Labor Time (Minutes) | Labor Cost | ROB/New | Early/Retro | O&M Benefits | Source | Notes
3.1.1, 3.1.2, Midstream IMP | Bulbs and Lamps | LED Screw Base General Service Lamp, 450-799 Lumens | Halogen Screw Base General Service Lamp, 450-799 Lumens | Lamp | 6.54 | 2.03 | 1 | 1.0583 | 4.51 | 7.5983 | 8.2208 |  | Cost assumptions shared with residential. Two avoided baseline lamps in O&M at 1-year and 2-years out | Discount Rate | 7%
3.1.1, 3.1.2, Midstream IMP | Bulbs and Lamps | LED Screw Base General Service Lamp, 800-1099 Lumens | Halogen Screw Base General Service Lamp, 800-1099 Lumens | Lamp | 5.13 | 2.06 | 1 | 1.0583 | 3.07 | 6.1883 | 8.3012 |  | Cost assumptions shared with residential. Two avoided baseline lamps in O&M at 1-year and 2-years out | HID Bulb Life (Years) | 8
3.1.1, 3.1.2, Midstream IMP | Bulbs and Lamps | LED Screw Base General Service Lamp, 1100-1599 Lumens | Halogen Screw Base General Service Lamp, 1100-1599 Lumens | Lamp | 8.76 | 2.2 | 1 | 1.0583 | 6.56 | 9.8183 | 8.6766 |  | Cost assumptions shared with residential. Two avoided baseline lamps in O&M at 1-year and 2-years out | LFL Lamp Life (Years) | 6
3.1.1, 3.1.2, Midstream IMP | Bulbs and Lamps | LED Screw Base General Service Lamp, 1600-1999 Lumens | Halogen Screw Base General Service Lamp, 1600-1999 Lumens | Lamp | 7.33 | 1.57 | 1 | 1.0583 | 5.76 | 8.3883 | 6.9873 |  | Cost assumptions shared with residential. Two avoided baseline lamps in O&M at 1-year and 2-years out | CFL Hardwired Life (Years) | 3
3.1.1, 3.1.2, Midstream IMP | Bulbs and Lamps | Self-ballasted LED reflectors (BR,PAR, MR etc.) | Self-ballasted Halogen and Incandescent Reflectors (BR, PAR, MR etc.) | Lamp | 17.09 | 10.27 | 1 | 1.0583 | 6.82 | 18.1483 | 30.316 |  | Two avoided baseline lamps in O&M at 1-year, 2-years, and 3-years out | Hourly Labor Rate | 63.5
3.1.1, 3.1.2, Midstream IMP | Bulbs and Lamps | Linear LED Tubes - Type A | Linear T8/T5 | Lamp | 14.14 | 8.37 | 3 | 3.175 | 7.24 | 17.705 | 0 |  | No O&M benefit because T8 ballast will likely fail before the assumed new T8 lamp in baseline | Linear LED Type A | Plug and play direct fit linear LED. Uses exsting fluourescent ballast
3.1.1, 3.1.2, Midstream IMP | Bulbs and Lamps | Linear LED Tubes - Type B | Linear T8/T5 | Fixture (2 Lamps + Labor) | 28.28 | 16.74 | 20 | 21.1667 | 32.7067 | 49.4467 | 13.2702 |  | Labor to rewire fixture and remove ballast is included in ROB vintage. O&M assumes two avoided baseline lamp 6 years out and lamp replacement labor (not rewire labor) | Linear LED Type B | Ballast-bypass/line voltage/ direct wire. Rewire fixture to bypass ballast, remove fluourescent ballast
3.1.1, 3.1.2, Midstream IMP | Bulbs and Lamps | Linear LED Tubes - Type C | Linear T8/T5 | Fixture (2 Lamps + Labor + Driver) | 98.75 | 61.55 | 30 | 31.75 | 68.95 | 130.5 | 13.2702 |  | Labor to replace FL ballast with driver is included in ROB vintage. O&M assumes two avoided baseline lamp 6 years out and lamp replacement labor (not rewire labor) | Linear LED Type C | LED Driver kit. Replace the fluorescent ballast with an LED driver and lamps with linear LEDs
3.1.1, 3.1.2, Midstream IMP | Bulbs and Lamps | LED Replacement for HID (integrated driver) | High Intensity Discharge bulb (HPS, MH etc.) | Lamp | 155.21 | 41.51 | 10 | 10.5833 | 113.7 | 165.7933 | 30.3188
3.1.1, 3.1.2, Midstream IMP | Bulbs and Lamps | Plug-In LED (2-pin, 4-pin) | Plug-in CFL (2-pin, 4-pin) | Lamp | 16.63 | 9.31 | 5 | 5.2917 | 7.32 | 21.9217 | 11.9193
3.1.1, 3.1.2, Midstream IMP | Indoor Fixtures | U-Shape LED Troffers | U-Shape T8 Troffers | Fixture | 143.6638 | 67.7748 | 30 | 31.75 | 75.889 | 175.4138 | 13.2702
3.1.1, 3.1.2, Midstream IMP | Indoor Fixtures | Linear LED Troffer (<4,000 lumens) | Linear T8/T5 Troffers 2-lamp | Fixture | 154.2011 | 85.6375 | 30 | 31.75 | 68.5636 | 185.9511 | 26.5404
3.1.1, 3.1.2, Midstream IMP | Indoor Fixtures | Linear LED Troffer (4,000-6,000 lumens) | Linear T8/T5 Troffers 3-lamp | Fixture | 154.1301 | 100.5491 | 30 | 31.75 | 53.581 | 185.8801 | 39.8106
3.1.1, 3.1.2, Midstream IMP | Indoor Fixtures | Linear LED Troffer (6,000-9,000 lumens) | Linear T8/T5 Troffers 4-lamp | Fixture | 179.0897 | 106.6331 | 30 | 31.75 | 72.4566 | 210.8397 | 53.0808
3.1.1, 3.1.2, Midstream IMP | Indoor Fixtures | Linear LED Troffer (>9,000 lumens) | Linear T8/T5 Troffers 6-lamp | Fixture | 332.2931 | 173.7471 | 30 | 31.75 | 158.546 | 364.0431 | 79.6212
3.1.1, 3.1.2, Midstream IMP | Indoor Fixtures | LED Channel Strip Fixtures | Fluorescent Channel Strip Fixtures | Fixture | 159.3132 | 46.68 | 30 | 31.75 | 112.6332 | 191.0632 | 13.2702 |  | Assume 2-lamps in O&M cost.
3.1.1, 3.1.2, Midstream IMP | Indoor Fixtures | LED High/Low Bay Replacing HID | High/Low Bay HID | Fixture | 341.62 | 179.67 | 45 | 47.625 | 161.95 | 389.245 | 30.3188
3.1.1, 3.1.2, Midstream IMP | Indoor Fixtures | LED High/Low Bay Replacing Linear Fluorescent | High/Low Bay Linear Fluorescent | Fixture | 294.17 | 178.96 | 45 | 47.625 | 115.21 | 341.795 | 19.9053 |  | Assume 3-lamps in O&M cost
3.1.1, 3.1.2, Midstream IMP | Indoor Fixtures | LED Surface Mount Fixtures | Fluorescent Surface Mount | Fixture | 176.8759 | 45.9028 | 20 | 21.1667 | 130.9731 | 198.0426 | 13.2702 |  | Assume 2-lamps in O&M cost
3.1.1, 3.1.2, Midstream IMP | Indoor Fixtures | LED Downlights and Recessed Cans | Halogen/CFL/Incandescent Downlights and Recessed Cans | Fixture | 77.1283 | 22.7276 | 15 | 15.875 | 54.4007 | 93.0033 | 31.5112 |  | O&M assumes one avoided hardwired CFL avoided 3 years in the future
3.1.1, 3.1.2, Midstream IMP | Outdoor Fixtures | LED Area and Roadway Lighting | HID Area and Roadway Lighting (high pressure sodium, metal halide, mercury vapor etc.) | Fixture | 357.9846 | 184.7422 | 45 | 47.625 | 173.2424 | 405.6096 | 30.3188 |  | Just avoided bulb replacement in O&M
3.1.1, 3.1.2, Midstream IMP | Outdoor Fixtures | LED Floodlight | Non-LED Floodlight | Fixture | 236.5563 | 171.3521 | 30 | 31.75 | 65.2042 | 268.3063 | 30.3188 |  | Just avoided bulb replacement in O&M
3.1.1, 3.1.2, Midstream IMP | Outdoor Fixtures | LED Wallpack | Non-LED Wallpack | Fixture | 242.6264 | 156.4754 | 30 | 31.75 | 86.151 | 274.3764 | 30.3188 |  | Just avoided bulb replacement in O&M
3.1.1, 3.1.2, Midstream IMP | Ballasts | LED Drivers | Fluorescent Ballasts | Fixture | 70.47 | 44.81 | 20 | 21.1667 | 25.66 | 91.6367 | 0 |  | No O&M benefit. LED drivers may or may not last as long as a fluourescent ballast
Note on Q7: Jesse Smith: Average of 'Common Building Laborer" and "Electrician" fully loaded rates from the Mid-Atlantic TRM V7 O&M Assumptions http://neep.org/sites/default/files/resources/Mid%20Atlantic%20TRM%20Lighting%20Adjustments%20and%20O%26M.XLSX

## Res Measures
TRM Measure Number | TRM Measure Name | Efficient Measure Description | Baseline Measure Description | Units | Efficient Cost | Baseline Cost | Labor Time (Minutes) | Labor Cost | ROB/New | Early/Retro | O&M Benefits | Source
2.1.2 | Residential Occupancy Sensor | Residential Occupancy Sensor |  | each | 25.75 |  |  | 50.2125 |  | 75.9625 |  | Mid-Atlantic TRM v9, labor assumption
2.1.3 | LED Nightlight | LED Nightlight | Incandescent Nightlight | Nightlight | 7.05 | 2.82 |  |  | 4.23 |  |  | Home Depot, ConservationMart, Lowe's
2.1.4 | Holiday Lights | ENERGY STAR Holiday Lights | Incandescent Holiday Lights | 50 light string | 13.71 | 7.68 |  |  | 6.03 |  |  | Home Depot
2.2.1 | High Eff. Equipment: ASHP, CAC, GSHP, PTAC, PTHP | ASHP - 2 ton, 17+ SEER/9+ HSPF |  | each | 3536.9723 | 1900.222 |  | 1220.1963 | 1636.7502 | 4757.1686 |  | Ferguson, Grainger, HomeDepot, eComfort.com, HVACDirect.com, IWAE.com, PartsTown.com, EnergyConcious.com
2.2.1 | High Eff. Equipment: ASHP, CAC, GSHP, PTAC, PTHP | ASHP - 3 ton, 15-17 SEER/9+ HSPF |  | each | 2794.1866 | 2286.4059 |  | 1220.1963 | 507.7808 | 4014.3829 |  | Ferguson, Grainger, HomeDepot, eComfort.com, HVACDirect.com, IWAE.com, PartsTown.com, EnergyConcious.com
2.2.1 | High Eff. Equipment: ASHP, CAC, GSHP, PTAC, PTHP | ASHP - 3 ton, 17+ SEER/9+ HSPF |  | each | 3709.6391 | 2286.4059 |  | 1220.1963 | 1423.2333 | 4929.8354 |  | Ferguson, Grainger, HomeDepot, eComfort.com, HVACDirect.com, IWAE.com, PartsTown.com, EnergyConcious.com
2.2.1 | High Eff. Equipment: ASHP, CAC, GSHP, PTAC, PTHP | ASHP - 4 ton, 15-17 SEER/9+ HSPF |  | each | 3595.7554 | 2791.6403 |  | 1220.1963 | 804.1151 | 4815.9517 |  | Ferguson, Grainger, HomeDepot, eComfort.com, HVACDirect.com, IWAE.com, PartsTown.com, EnergyConcious.com
2.2.1 | High Eff. Equipment: ASHP, CAC, GSHP, PTAC, PTHP | ASHP - 4 ton, 17+ SEER/9+ HSPF |  | each | 4656.6509 | 2791.6403 |  | 1220.1963 | 1865.0106 | 5876.8472 |  | Ferguson, Grainger, HomeDepot, eComfort.com, HVACDirect.com, IWAE.com, PartsTown.com, EnergyConcious.com
2.2.1 | High Eff. Equipment: ASHP, CAC, GSHP, PTAC, PTHP | ASHP - 5 ton, 15-17 SEER/9+ HSPF |  | each | 4397.8128 | 3595.4773 |  | 1220.1963 | 802.3355 | 5618.0091 |  | Ferguson, Grainger, HomeDepot, eComfort.com, HVACDirect.com, IWAE.com, PartsTown.com, EnergyConcious.com
2.2.1 | High Eff. Equipment: ASHP, CAC, GSHP, PTAC, PTHP | ASHP - 5 ton, 17+ SEER/9+ HSPF |  | each | 5055.7487 | 3595.4773 |  | 1220.1963 | 1460.2714 | 6275.945 |  | Ferguson, Grainger, HomeDepot, eComfort.com, HVACDirect.com, IWAE.com, PartsTown.com, EnergyConcious.com
2.2.9 | HVAC Duct Sealing | HVAC Duct Sealing |  | home | [5 empty] | 478.6861 |  | Regional Technical Forum Standard Information Workbook v4.1
2.4.10 | Dehumidifier Retirement |  |  | each | [5 empty] | Use incentive as proxy for incremental cost |  | EDC EE&C plans
2.4.3 | Refrigerator / Freezer Recycling with and without Replacement | Refrigerator / Freezer Recycling with or without replacement |  | each | [5 empty] | Use incentive as proxy for incremental cost |  | EDC EE&C plans
2.5.1 | ENERGY STAR Office Equipment | ENERGY STAR Computer |  | each | 987.873 | 725.5011 |  |  | 262.3719 |  |  | BestBuy
2.5.1 | ENERGY STAR Office Equipment | ENERGY STAR Monitor |  | each | 227.3725 | 223.2422 |  |  | 4.1303 |  |  | BestBuy
2.7.3 | Home Energy Reports | Home Energy Report |  | home | [5 empty] | 7.132 |  | J. Underberg, Oracle. Personal Communication. 4/3/2019.
2.3.5 | Water Heater Temperature Setback | Water Heater Temperature Setback |  | home |  |  | 10.3 | 8.24 |  | 8.24 |  | ; BLS via CareerOneStop
2.5.1 | ENERGY STAR Office Equipment | ENERGY STAR Printer |  | each | 195.6897 | 194.6597 |  |  | 1.03 |  |  | Best Buy
2.5.1 | ENERGY STAR Office Equipment | ENERGY STAR Multifunction |  | each | 217.3815 | 154.4897 |  |  | 62.8918 |  |  | Best Buy, Staples
2.2.10 | Furnace Whistle | Furnace Whistle |  | each | 1.4935 |  |  |  |  | 1.4935 |  | ConservationWarehouse.com, SwagBrokers.com
2.3.9 | Thermostatic Restriction Valve (Shower) |  |  | each | 29.355 |  | 10.3 |  |  | 29.355 |  | EFI, Amazon, ConservationWarehouse.com, Showerstart.com
2.5.2 | Advanced Power Strips | Smart Strip - Tier 1 |  | each | [5 empty] | 32.3523 |  | EFI; conservationmart; Home Depot; BITS; Walmart
2.5.2 | Advanced Power Strips | Smart Strip - Tier 2 |  | each | [5 empty] | 64.7149 |  | EFI; conservationmart; Home Depot; BITS; Walmart
2.2.1 | High Eff. Equipment: ASHP, CAC, GSHP, PTAC, PTHP | ASHP - 2 ton, 15-17 SEER/9+ HSPF |  | each | 2411.0348 | 1900.222 |  | 1220.1963 | 510.8127 | 3631.2311 |  | Ferguson, Grainger, HomeDepot, eComfort.com, HVACDirect.com, IWAE.com, PartsTown.com, EnergyConcious.com
2.2.7 | ENERGY STAR Room Air Conditioners | ENERGY STAR Room Air Conditioners |  | each | 435.69 | 500.58 |  |  | 0 |  |  | Ferguson, Grainger,Lowes, HomeDepot
2.2.3 | ECM Circulation Fan | Furnace High Efficiency Fan |  | each | 502.64 | 191.58 | 46.35 | 38.625 | 311.06 | 548.99 |  | Ferguson, Grainger; BLS via CareerOneStop
2.4.4 | ENERGY STAR Clothes Washers | ENERGY STAR Clothes Washers |  | each | 890.0745 | 703.5518 |  |  | 186.5227 | Actual EDC Costs |  | Home Depot, Best Buy
2.4.1 | ENERGY STAR Refrigerators | Compact Refrigerator and Refrigerator - Freezer |  | each | 199.5316 | 163.6464 |  |  | 35.8852 |  |  | Home Depot, Lowe's
2.4.1 | ENERGY STAR Refrigerators | Side mount freezer with door ice |  | each | 1749.5374 | 1584.0679 |  |  | 165.4592 |  |  | Home Depot, Lowe's
2.4.1 | ENERGY STAR Refrigerators | Side mount freezer without door ice |  | each | 1227.2759 | 1170.6465 |  |  | 56.6294 |  |  | Home Depot, Lowe's
2.4.1 | ENERGY STAR Refrigerators | Top mount freezer without door ice |  | each | 796.7771 | 755.2166 |  |  | 41.5605 |  |  | Home Depot, Lowe's
2.4.2 | ENERGY STAR Freezers | Average Freezer (if configuration unknown) |  | each | 523.1061 | 479.9182 |  |  | 43.1879 |  |  | Home Depot, Lowe's
2.4.2 | ENERGY STAR Freezers | Chest freezer |  | each | 411.691 | 410.0327 |  |  | 1.6583 |  |  | Home Depot, Lowe's
2.4.2 | ENERGY STAR Freezers | Upright with automatic defrost |  | each | 825.545 | 783.6446 |  |  | 41.9004 |  |  | Home Depot, Lowe's
2.4.2 | ENERGY STAR Freezers | Upright with manual defrost |  | each | 372.8085 | 336.5937 |  |  | 36.2148 |  |  | Home Depot, Lowe's
2.4.5 | ENERGY STAR Dryers | Electric Clothes Dryer with Moisture Sensor |  | each | 930.7904 | 572.2783 |  |  | 358.4503 |  |  | Home Depot, Lowe's
2.4.9 | ENERGY STAR Dehumidifiers | ENERGY STAR Dehumidifiers |  | each | 242.5135 | 231.8118 |  |  | 10.7017 |  |  | Home Depot, Lowe's
2.4.6 | Heat Pump Clothes Dryers |  |  | each | 1190.68 | 629.1446 |  |  | 562.0298 |  |  | Home Depot, Lowe's, Best Buy
2.4.12 | ENERGY STAR Air Purifier |  |  | each | 289.0418 | 214.7796 |  |  |  | 289.0418 |  | Home Depot, Lowes, Best Buy, Bed Bath & Beyond
2.4.1 | ENERGY STAR Refrigerators | Bottom mount freezer |  | each | 1860.3757 | 1809.8954 |  |  | 50.47 |  |  | Home Depot, Lowe's, Sears
2.4.1 | ENERGY STAR Refrigerators | Average Refrigerator (if configuration unknown) |  | each | 1381.848 | 1314.1564 |  |  | 67.6916 |  |  | Home Depot; Lowe's
2.2.1 | High Eff. Equipment: ASHP, CAC, GSHP, PTAC, PTHP | CAC - 2 ton, 14-15.99 SEER |  | each | 1874.9987 | 1640.0602 |  | 700.7632 | 234.9385 | 2575.7618 |  | HomeDepot, Grainger, Ferguson; BLS via CareerOneStop
2.2.1 | High Eff. Equipment: ASHP, CAC, GSHP, PTAC, PTHP | CAC - 2 ton, 16+ SEER |  | each | 2486.8502 | 1640.0602 |  | 700.7632 | 846.79 | 3187.6133 |  | HomeDepot, Grainger, Ferguson; BLS via CareerOneStop
2.2.1 | High Eff. Equipment: ASHP, CAC, GSHP, PTAC, PTHP | CAC - 3 ton, 14-15.99 SEER |  | each | 2134.9664 | 1808.0095 |  | 700.7632 | 326.9569 | 2835.7295 |  | HomeDepot, Grainger, Ferguson; BLS via CareerOneStop
2.2.1 | High Eff. Equipment: ASHP, CAC, GSHP, PTAC, PTHP | CAC - 3 ton, 16+ SEER |  | each | 2866.8481 | 1808.0095 |  | 700.7632 | 1058.8386 | 3567.6113 |  | HomeDepot, Grainger, Ferguson; BLS via CareerOneStop
2.2.1 | High Eff. Equipment: ASHP, CAC, GSHP, PTAC, PTHP | CAC - 4 ton, 14-15.99 SEER |  | each | 2582.294 | 2371.8082 |  | 700.7632 | 210.4857 | 3283.0571 |  | HomeDepot, Grainger, Ferguson; BLS via CareerOneStop
2.2.1 | High Eff. Equipment: ASHP, CAC, GSHP, PTAC, PTHP | CAC - 4 ton, 16+ SEER |  | each | 3729.4887 | 2371.8082 |  | 700.7632 | 1357.6805 | 4430.2519 |  | HomeDepot, Grainger, Ferguson; BLS via CareerOneStop
2.2.1 | High Eff. Equipment: ASHP, CAC, GSHP, PTAC, PTHP | CAC - 5 ton, 14-15.99 SEER |  | each | 3006.5686 | 2920.7491 |  | 700.7632 | 85.8194 | 3707.3317 |  | HomeDepot, Grainger, Ferguson; BLS via CareerOneStop
2.2.1 | High Eff. Equipment: ASHP, CAC, GSHP, PTAC, PTHP | CAC - 5 ton, 16+ SEER |  | each | 4263.3966 | 2920.7491 |  | 700.7632 | 1342.6474 | 4964.1597 |  | HomeDepot, Grainger, Ferguson; BLS via CareerOneStop
2.2.12 | Furnace Maintenance | Furnace Maintenance |  | each |  |  |  | 113.3 |  | 113.3 |  | HomeDepot, PY10 Q3 & Q4; misc. HVAC firm websites
2.2.5 | Air Conditioner & Heat Pump Maintenance | Air Conditioner & Heat Pump Maintenance |  | each |  |  |  | 113.3 |  | 113.3 |  | HomeDepot, PY10 Q3 & Q4; misc. HVAC firm websites
2.2.4 | GSHP Desuperheaters |  |  |  | 1500.611 |  |  | 310.3276 |  | 1810.9386 |  | IWAE.com, MiamiHP.com, EnergyConcious.com, EcoComfort.com, AFSupply.com + DHW sources
2.8.1 | Variable Speed Pool Pumps | 1.5 HP |  | each | 900.22 | 512.94 |  |  | 387.28 |  |  | Leslie's Pools, Grainger, PoolSupplyUnlimited.com
2.8.1 | Variable Speed Pool Pumps | 3 HP |  | each | 1374.02 | 919.79 |  |  | 454.23 |  |  | Leslie's Pools, Grainger, PoolSupplyUnlimited.com
2.4.11 | ENERGY STAR Ceiling Fans | Ceiling Fan |  | each | 192.4143 | 177.1188 |  |  | 15.3058 |  |  | Lowe's
2.4.11 | ENERGY STAR Ceiling Fans | Ceiling Fan with ENERGY STAR Light Fixture |  | each | 248.8171 | 141.6559 |  |  | 107.1715 | Actual EDC Costs |  | Lowe's
2.4.8 | ENERGY STAR Dishwashers | ENERGY STAR Dishwashers |  | each | 742.6197 | 426.2346 |  |  | 316.3851 |  |  | Lowe's
2.3.7 | Low Flow Faucet Aerators | Low Flow Faucet Aerators |  | each | 7.5088 |  | 5.15 |  |  | 7.5088 |  | Lowes, HomeDepot, EFI, Grainger
2.3.8 | Low Flow Showerheads | Low Flow Showerheads |  | each | 0 | 41.2 |  |  | 0 | 41.2 |  | Lowes, HomeDepot, EFI, Grainger
2.2.11 | ENERGY STAR Certified Connected Thermostats | ENERGY STAR Certified Connected Thermostats |  | each | 209.09 | 69.01 | 30.9 | 25.235 | 140.08 | 234.325 |  | Lowes, HomeDepot, EFI, Grainger, Ferguson; BLS via CareerOneStop
2.2.8 | Room AC (RAC) Retirement | Room AC (RAC) Retirement |  | each | 435.69 |  |  |  |  | Use incentive as proxy for incremental cost |  | Lowes, HomeDepot, Grainger, Ferguson
2.3.3 | Fuel Switching: Electric Resistance to Fossil Fuel Water Heater | Standard Electric Water Heater to Gas Water Heater |  | home | 1416.25 | 759.11 |  |  | 657.14 |  |  | Lowes, HomeDepot, Grainger, Ferguson
2.3.6 | Water Heater Pipe Insulation | Electric Water Heater Pipe Insulation |  | foot | 1.648 |  | 3.09 | 2.06 |  | 3.708 |  | Lowes, HomeDepot, Grainger, Ferguson, RMSmean; BLS via CareerOneStop
2.3.1 | Heat Pump Water Heaters | ≥2.3 EF ≥75 gal |  | each | 1911.68 | 1221.58 |  |  | 690.1 |  |  | Lowes, HomeDepot, Grainger, SupplyHouse.com
2.3.1 | Heat Pump Water Heaters | ≥2.3 EF 50 gal |  | each | 1410.07 | 759.11 |  |  | 650.96 |  |  | Lowes, HomeDepot, Grainger, SupplyHouse.com
2.6.3 | Ceiling/Attic, Wall, Floor and Rim Joist Insulation | Attic Insulation - R19 to R-60 (Cost Per Square Foot installed) |  | sq ft | 1.2025 |  | 2.0544 | 1.4039 |  | 2.6063 |  | Lowes, HomeDepot; BLS via CareerOneStop & NREMDB
2.6.3 | Ceiling/Attic, Wall, Floor and Rim Joist Insulation | Attic Insulation- R0 to R19 (Cost Per Square Foot installed) |  | sq ft | 0.91377 |  | 0.70485 | 0.48165 |  | 1.3954 |  | Lowes, HomeDepot; BLS via CareerOneStop & NREMDB
2.6.3 | Ceiling/Attic, Wall, Floor and Rim Joist Insulation | Attic Insulation R0 to R60 (Cost Per Square Foot installed) |  | sq ft | 1.5997 |  | 3.0065 | 2.0544 |  | 3.6541 |  | Lowes, HomeDepot; BLS via CareerOneStop & NREMDB
2.6.3 | Ceiling/Attic, Wall, Floor and Rim Joist Insulation | Attic Insulation- R0-R38 (Cost Per Square Foot installed) |  | sq ft | 1.122 |  | 1.5701 | 1.0729 |  | 2.1949 |  | Lowes, HomeDepot; BLS via CareerOneStop & NREMDB
2.6.3 | Ceiling/Attic, Wall, Floor and Rim Joist Insulation | Floor Insulation - R0 to R-13 (Cost Per Square Foot Installed) |  | sq ft | 0.72445 |  | 0.66811 | 0.45654 |  | 1.181 |  | Lowes, HomeDepot; BLS via CareerOneStop & NREMDB
2.6.3 | Ceiling/Attic, Wall, Floor and Rim Joist Insulation | Floor Insulation - R0 to R-19 (Cost Per Square Foot Installed) |  | sq ft | 0.8838 |  | 0.66811 | 0.45654 |  | 1.3403 |  | Lowes, HomeDepot; BLS via CareerOneStop & NREMDB
2.6.3 | Ceiling/Attic, Wall, Floor and Rim Joist Insulation | Wall Insulation - R0 to R13 (Cost Per Square Foot Installed) |  | sq ft | 0.56182 |  | 2.9748 | 2.0327 |  | 2.5946 |  | Lowes, HomeDepot; BLS via CareerOneStop & NREMDB
2.6.3 | Ceiling/Attic, Wall, Floor and Rim Joist Insulation | Wall Insulation - R0 to R19 (Cost Per Square Foot Installed) |  | sq ft | 0.81572 |  | 4.3477 | 2.9709 |  | 3.7867 |  | Lowes, HomeDepot; BLS via CareerOneStop & NREMDB
2.6.4 | Basement or Crawl Space Wall Insulation | Continuous R10; costs are similar for spray foam |  | sq ft | 1.1967 |  | 1.236 | 0.8446 |  | 2.0413 |  | Lowes, HomeDepot; BLS via CareerOneStop & NREMDB
2.6.4 | Basement or Crawl Space Wall Insulation | Continuous R15; costs are similar for spray foam |  | sq ft | 1.6837 |  | 1.236 | 0.8446 |  | 2.5283 |  | Lowes, HomeDepot; BLS via CareerOneStop & NREMDB
2.6.4 | Basement or Crawl Space Wall Insulation | Inorganic R-13 Cavity Batt Insulation |  | sq ft | 0.73164 |  | 1.4364 | 0.98156 |  | 1.7132 |  | Lowes, HomeDepot; BLS via CareerOneStop & NREMDB
2.6.4 | Basement or Crawl Space Wall Insulation | Inorganic R-19 Cavity Batt Insulation |  | sq ft | 0.88364 |  | 1.4364 | 0.98156 |  | 1.8652 |  | Lowes, HomeDepot; BLS via CareerOneStop & NREMDB
2.6.4 | Basement or Crawl Space Wall Insulation | R-10 Continuous insulation |  | sq ft | 1.2497 |  | 1.3529 | 0.92449 |  | 2.1742 |  | Lowes, HomeDepot; BLS via CareerOneStop & NREMDB
2.6.4 | Basement or Crawl Space Wall Insulation | R-15 Continuous insulation |  | sq ft | 1.7367 |  | 1.3529 | 0.92449 |  | 2.6612 |  | Lowes, HomeDepot; BLS via CareerOneStop & NREMDB
2.7.1 | Residential New Construction | Residential New Construction |  | home |  |  |  |  | 1929.6346 |  |  | Met-Ed Phase III EE&C Plan
2.7.2 | ENERGY STAR Manufactured Home |  |  | each |  |  |  |  | 801.7965 |  |  | Met-Ed Phase III EE&C Plan
2.6.1 | Residential Air Sealing | Air Sealing (cost per sf of living space for a typical single-family home) |  | sq ft | [5 empty] | 0.7416 |  | Northwest Regional Technical Forum
2.6.5 | ENERGY STAR Windows | ENERGY STAR Windows |  | sq ft of window | 53.7207 |  |  | 14.5392 |  | 68.2599 |  | NREL National Residential Efficiency Measures Database; RS Means
2.1.1 | ENERGY STAR Lighting | LED Screw Base Decorative Lamp | Incandescent or Halogen Screw Base Decorative Lamp (Candle, Flame, Ellipsoidal, etc.) | Lamp | 2.8634 |  |  | 1.1158 |  | 3.9792 |  | PY10 & 11 Annual Data Request
2.1.1 | ENERGY STAR Lighting | LED Screw Base General Service Lamp |  | Lamp | 3.1827 |  |  | 1.1158 |  | 4.2985 |  | PY10 & 11 Annual Data Request
2.1.1 | ENERGY STAR Lighting | LED Screw Base Globe Lamp | Incandescent or Halogen Screw Base Globe Lamp | Lamp | 5.047 |  |  | 1.1158 |  | 6.1628 |  | PY10 & 11 Annual Data Request
2.1.1 | ENERGY STAR Lighting | LED Screw Base Reflector Lamp | Incandescent or Halogen Screw Base Reflector Lamp (BR, MR, PAR, R) | Lamp | 5.4796 |  |  | 1.1158 |  | 6.5954 |  | PY10 & 11 Annual Data Request
2.2.9 | HVAC Duct Insulation |  |  | sq ft | [5 empty] | 17.9872 |  | RS Means
2.3.2 | Solar Water Heaters | Solar Water Heaters |  | each | 5166.48 |  |  | 1488.35 |  | 6654.83 |  | RSMeans
2.3.4 | Water Heater Tank Wrap | Water Heater Tank Wrap |  | each | 22.66 |  | 61.8 | 49.44 |  | 72.1 |  | RSMeans, Lowes, EFI; BLS via CareerOneStop
2.2.2 | High Efficiency Equipment: Ductless Heat Pumps with Midstream Delivery Option | Ductless Mini-Split - 16 SEER, 1 ton | Ductless Mini-Split - 14 SEER, 1 ton | Multi-head, per unit | 3310.01 | 3117.7 |  |  | 192.31 | N/A |  | Web scraping
2.2.2 | High Efficiency Equipment: Ductless Heat Pumps with Midstream Delivery Option | Ductless Mini-Split - 16 SEER, 1.5 ton | Ductless Mini-Split - 14 SEER, 1.5 ton | Multi-head, per unit | 3808.98 | 3601.17 |  |  | 207.81 | N/A |  | Web scraping
2.2.2 | High Efficiency Equipment: Ductless Heat Pumps with Midstream Delivery Option | Ductless Mini-Split - 16 SEER, 2 ton | Ductless Mini-Split - 14 SEER, 2 ton | Multi-head, per unit | 4307.95 | 4084.64 |  |  | 223.3 | N/A |  | Web scraping
2.2.2 | High Efficiency Equipment: Ductless Heat Pumps with Midstream Delivery Option | Ductless Mini-Split - 16 SEER, 2.5 ton | Ductless Mini-Split - 14 SEER, 2.5 ton | Multi-head, per unit | 4807.12 | 4568.11 |  |  | 239 | N/A |  | Web scraping
2.2.2 | High Efficiency Equipment: Ductless Heat Pumps with Midstream Delivery Option | Ductless Mini-Split - 16 SEER, 3 ton | Ductless Mini-Split - 14 SEER, 3 ton | Multi-head, per unit | 5306.28 | 5051.58 |  |  | 254.7 | N/A |  | Web scraping
2.2.2 | High Efficiency Equipment: Ductless Heat Pumps with Midstream Delivery Option | Ductless Mini-Split - 16 SEER, 3.5 ton | Ductless Mini-Split - 14 SEER, 3.5 ton | Multi-head, per unit | 5805.56 | 5535.05 |  |  | 270.51 | N/A |  | Web scraping
2.2.2 | High Efficiency Equipment: Ductless Heat Pumps with Midstream Delivery Option | Ductless Mini-Split - 16 SEER, 4 ton | Ductless Mini-Split - 14 SEER, 4 ton | Multi-head, per unit | 6304.84 | 6018.52 |  |  | 286.31 | N/A |  | Web scraping
2.2.2 | High Efficiency Equipment: Ductless Heat Pumps with Midstream Delivery Option | Ductless Mini-Split - 17 SEER, 1 ton | Ductless Mini-Split - 14 SEER, 1 ton | Multi-head, per unit | 3384.21 | 3117.7 |  |  | 266.51 | N/A |  | Web scraping
2.2.2 | High Efficiency Equipment: Ductless Heat Pumps with Midstream Delivery Option | Ductless Mini-Split - 17 SEER, 1.5 ton | Ductless Mini-Split - 14 SEER, 1.5 ton | Multi-head, per unit | 3883.55 | 3601.17 |  |  | 282.38 | N/A |  | Web scraping
2.2.2 | High Efficiency Equipment: Ductless Heat Pumps with Midstream Delivery Option | Ductless Mini-Split - 17 SEER, 2 ton | Ductless Mini-Split - 14 SEER, 2 ton | Multi-head, per unit | 4382.88 | 4084.64 |  |  | 298.24 | N/A |  | Web scraping
2.2.2 | High Efficiency Equipment: Ductless Heat Pumps with Midstream Delivery Option | Ductless Mini-Split - 17 SEER, 2.5 ton | Ductless Mini-Split - 14 SEER, 2.5 ton | Multi-head, per unit | 4882.29 | 4568.11 |  |  | 314.18 | N/A |  | Web scraping
2.2.2 | High Efficiency Equipment: Ductless Heat Pumps with Midstream Delivery Option | Ductless Mini-Split - 17 SEER, 3 ton | Ductless Mini-Split - 14 SEER, 3 ton | Multi-head, per unit | 5381.69 | 5051.58 |  |  | 330.11 | N/A |  | Web scraping
2.2.2 | High Efficiency Equipment: Ductless Heat Pumps with Midstream Delivery Option | Ductless Mini-Split - 17 SEER, 3.5 ton | Ductless Mini-Split - 14 SEER, 3.5 ton | Multi-head, per unit | 5881.13 | 5535.05 |  |  | 346.08 | N/A |  | Web scraping
2.2.2 | High Efficiency Equipment: Ductless Heat Pumps with Midstream Delivery Option | Ductless Mini-Split - 17 SEER, 4 ton | Ductless Mini-Split - 14 SEER, 4 ton | Multi-head, per unit | 6380.57 | 6018.52 |  |  | 362.05 | N/A |  | Web scraping
2.2.2 | High Efficiency Equipment: Ductless Heat Pumps with Midstream Delivery Option | Ductless Mini-Split - 18 SEER, 1 ton | Ductless Mini-Split - 14 SEER, 1 ton | Multi-head, per unit | 3460.08 | 3117.7 |  |  | 342.38 | N/A |  | Web scraping
2.2.2 | High Efficiency Equipment: Ductless Heat Pumps with Midstream Delivery Option | Ductless Mini-Split - 18 SEER, 1.5 ton | Ductless Mini-Split - 14 SEER, 1.5 ton | Multi-head, per unit | 3959.6 | 3601.17 |  |  | 358.43 | N/A |  | Web scraping
2.2.2 | High Efficiency Equipment: Ductless Heat Pumps with Midstream Delivery Option | Ductless Mini-Split - 18 SEER, 2 ton | Ductless Mini-Split - 14 SEER, 2 ton | Multi-head, per unit | 4459.13 | 4084.64 |  |  | 374.48 | N/A |  | Web scraping
2.2.2 | High Efficiency Equipment: Ductless Heat Pumps with Midstream Delivery Option | Ductless Mini-Split - 18 SEER, 2.5 ton | Ductless Mini-Split - 14 SEER, 2.5 ton | Multi-head, per unit | 4958.65 | 4568.11 |  |  | 390.54 | N/A |  | Web scraping
2.2.2 | High Efficiency Equipment: Ductless Heat Pumps with Midstream Delivery Option | Ductless Mini-Split - 18 SEER, 3 ton | Ductless Mini-Split - 14 SEER, 3 ton | Multi-head, per unit | 5458.17 | 5051.58 |  |  | 406.59 | N/A |  | Web scraping
2.2.2 | High Efficiency Equipment: Ductless Heat Pumps with Midstream Delivery Option | Ductless Mini-Split - 18 SEER, 3.5 ton | Ductless Mini-Split - 14 SEER, 3.5 ton | Multi-head, per unit | 5957.7 | 5535.05 |  |  | 422.64 | N/A |  | Web scraping
2.2.2 | High Efficiency Equipment: Ductless Heat Pumps with Midstream Delivery Option | Ductless Mini-Split - 18 SEER, 4 ton | Ductless Mini-Split - 14 SEER, 4 ton | Multi-head, per unit | 6457.22 | 6018.52 |  |  | 438.7 | N/A |  | Web scraping
2.2.2 | High Efficiency Equipment: Ductless Heat Pumps with Midstream Delivery Option | Ductless Mini-Split - 19 SEER, 1 ton | Ductless Mini-Split - 14 SEER, 1 ton | Multi-head, per unit | 3537.65 | 3117.7 |  |  | 419.95 | N/A |  | Web scraping
2.2.2 | High Efficiency Equipment: Ductless Heat Pumps with Midstream Delivery Option | Ductless Mini-Split - 19 SEER, 1.5 ton | Ductless Mini-Split - 14 SEER, 1.5 ton | Multi-head, per unit | 4037.17 | 3601.17 |  |  | 436 | N/A |  | Web scraping
2.2.2 | High Efficiency Equipment: Ductless Heat Pumps with Midstream Delivery Option | Ductless Mini-Split - 19 SEER, 2 ton | Ductless Mini-Split - 14 SEER, 2 ton | Multi-head, per unit | 4536.69 | 4084.64 |  |  | 452.05 | N/A |  | Web scraping
2.2.2 | High Efficiency Equipment: Ductless Heat Pumps with Midstream Delivery Option | Ductless Mini-Split - 19 SEER, 2.5 ton | Ductless Mini-Split - 14 SEER, 2.5 ton | Multi-head, per unit | 5036.22 | 4568.11 |  |  | 468.1 | N/A |  | Web scraping
2.2.2 | High Efficiency Equipment: Ductless Heat Pumps with Midstream Delivery Option | Ductless Mini-Split - 19 SEER, 3 ton | Ductless Mini-Split - 14 SEER, 3 ton | Multi-head, per unit | 5535.74 | 5051.58 |  |  | 484.16 | N/A |  | Web scraping
2.2.2 | High Efficiency Equipment: Ductless Heat Pumps with Midstream Delivery Option | Ductless Mini-Split - 19 SEER, 3.5 ton | Ductless Mini-Split - 14 SEER, 3.5 ton | Multi-head, per unit | 6035.26 | 5535.05 |  |  | 500.21 | N/A |  | Web scraping
2.2.2 | High Efficiency Equipment: Ductless Heat Pumps with Midstream Delivery Option | Ductless Mini-Split - 19 SEER, 4 ton | Ductless Mini-Split - 14 SEER, 4 ton | Multi-head, per unit | 6534.79 | 6018.52 |  |  | 516.26 | N/A |  | Web scraping
2.2.2 | High Efficiency Equipment: Ductless Heat Pumps with Midstream Delivery Option | Ductless Mini-Split - 20 SEER, 1 ton | Ductless Mini-Split - 14 SEER, 1 ton | Multi-head, per unit | 3615.21 | 3117.7 |  |  | 497.51 | N/A |  | Web scraping
2.2.2 | High Efficiency Equipment: Ductless Heat Pumps with Midstream Delivery Option | Ductless Mini-Split - 20 SEER, 1.5 ton | Ductless Mini-Split - 14 SEER, 1.5 ton | Multi-head, per unit | 4114.74 | 3601.17 |  |  | 513.57 | N/A |  | Web scraping
2.2.2 | High Efficiency Equipment: Ductless Heat Pumps with Midstream Delivery Option | Ductless Mini-Split - 20 SEER, 2 ton | Ductless Mini-Split - 14 SEER, 2 ton | Multi-head, per unit | 4614.26 | 4084.64 |  |  | 529.62 | N/A |  | Web scraping
2.2.2 | High Efficiency Equipment: Ductless Heat Pumps with Midstream Delivery Option | Ductless Mini-Split - 20 SEER, 2.5 ton | Ductless Mini-Split - 14 SEER, 2.5 ton | Multi-head, per unit | 5113.79 | 4568.11 |  |  | 545.67 | N/A |  | Web scraping
2.2.2 | High Efficiency Equipment: Ductless Heat Pumps with Midstream Delivery Option | Ductless Mini-Split - 20 SEER, 3 ton | Ductless Mini-Split - 14 SEER, 3 ton | Multi-head, per unit | 5613.31 | 5051.58 |  |  | 561.73 | N/A |  | Web scraping
2.2.2 | High Efficiency Equipment: Ductless Heat Pumps with Midstream Delivery Option | Ductless Mini-Split - 20 SEER, 3.5 ton | Ductless Mini-Split - 14 SEER, 3.5 ton | Multi-head, per unit | 6112.83 | 5535.05 |  |  | 577.78 | N/A |  | Web scraping
2.2.2 | High Efficiency Equipment: Ductless Heat Pumps with Midstream Delivery Option | Ductless Mini-Split - 20 SEER, 4 ton | Ductless Mini-Split - 14 SEER, 4 ton | Multi-head, per unit | 6612.36 | 6018.52 |  |  | 593.83 | N/A |  | Web scraping
2.2.2 | High Efficiency Equipment: Ductless Heat Pumps with Midstream Delivery Option | Ductless Mini-Split - 21 SEER, 1 ton | Ductless Mini-Split - 14 SEER, 1 ton | Multi-head, per unit | 3692.78 | 3117.7 |  |  | 575.08 | N/A |  | Web scraping
2.2.2 | High Efficiency Equipment: Ductless Heat Pumps with Midstream Delivery Option | Ductless Mini-Split - 21 SEER, 1.5 ton | Ductless Mini-Split - 14 SEER, 1.5 ton | Multi-head, per unit | 4192.31 | 3601.17 |  |  | 591.13 | N/A |  | Web scraping
2.2.2 | High Efficiency Equipment: Ductless Heat Pumps with Midstream Delivery Option | Ductless Mini-Split - 21 SEER, 2 ton | Ductless Mini-Split - 14 SEER, 2 ton | Multi-head, per unit | 4691.83 | 4084.64 |  |  | 607.19 | N/A |  | Web scraping
2.2.2 | High Efficiency Equipment: Ductless Heat Pumps with Midstream Delivery Option | Ductless Mini-Split - 21 SEER, 2.5 ton | Ductless Mini-Split - 14 SEER, 2.5 ton | Multi-head, per unit | 5191.35 | 4568.11 |  |  | 623.24 | N/A |  | Web scraping
2.2.2 | High Efficiency Equipment: Ductless Heat Pumps with Midstream Delivery Option | Ductless Mini-Split - 21 SEER, 3 ton | Ductless Mini-Split - 14 SEER, 3 ton | Multi-head, per unit | 5690.88 | 5051.58 |  |  | 639.29 | N/A |  | Web scraping
2.2.2 | High Efficiency Equipment: Ductless Heat Pumps with Midstream Delivery Option | Ductless Mini-Split - 21 SEER, 3.5 ton | Ductless Mini-Split - 14 SEER, 3.5 ton | Multi-head, per unit | 6190.4 | 5535.05 |  |  | 655.35 | N/A |  | Web scraping
2.2.2 | High Efficiency Equipment: Ductless Heat Pumps with Midstream Delivery Option | Ductless Mini-Split - 21 SEER, 4 ton | Ductless Mini-Split - 14 SEER, 4 ton | Multi-head, per unit | 6689.92 | 6018.52 |  |  | 671.4 | N/A |  | Web scraping
2.2.2 | High Efficiency Equipment: Ductless Heat Pumps with Midstream Delivery Option | Ductless Mini-Split - 22 SEER, 1 ton | Ductless Mini-Split - 14 SEER, 1 ton | Multi-head, per unit | 3770.35 | 3117.7 |  |  | 652.65 | N/A |  | Web scraping
2.2.2 | High Efficiency Equipment: Ductless Heat Pumps with Midstream Delivery Option | Ductless Mini-Split - 22 SEER, 1.5 ton | Ductless Mini-Split - 14 SEER, 1.5 ton | Multi-head, per unit | 4269.87 | 3601.17 |  |  | 668.7 | N/A |  | Web scraping
2.2.2 | High Efficiency Equipment: Ductless Heat Pumps with Midstream Delivery Option | Ductless Mini-Split - 22 SEER, 2 ton | Ductless Mini-Split - 14 SEER, 2 ton | Multi-head, per unit | 4769.4 | 4084.64 |  |  | 684.75 | N/A |  | Web scraping
2.2.2 | High Efficiency Equipment: Ductless Heat Pumps with Midstream Delivery Option | Ductless Mini-Split - 22 SEER, 2.5 ton | Ductless Mini-Split - 14 SEER, 2.5 ton | Multi-head, per unit | 5268.92 | 4568.11 |  |  | 700.81 | N/A |  | Web scraping
2.2.2 | High Efficiency Equipment: Ductless Heat Pumps with Midstream Delivery Option | Ductless Mini-Split - 22 SEER, 3 ton | Ductless Mini-Split - 14 SEER, 3 ton | Multi-head, per unit | 5768.44 | 5051.58 |  |  | 716.86 | N/A |  | Web scraping
2.2.2 | High Efficiency Equipment: Ductless Heat Pumps with Midstream Delivery Option | Ductless Mini-Split - 22 SEER, 3.5 ton | Ductless Mini-Split - 14 SEER, 3.5 ton | Multi-head, per unit | 6267.97 | 5535.05 |  |  | 732.91 | N/A |  | Web scraping
2.2.2 | High Efficiency Equipment: Ductless Heat Pumps with Midstream Delivery Option | Ductless Mini-Split - 22 SEER, 4 ton | Ductless Mini-Split - 14 SEER, 4 ton | Multi-head, per unit | 6767.49 | 6018.52 |  |  | 748.97 | N/A |  | Web scraping

## C&I Measures
TRM Measure Number | TRM Measure Name | Efficient Measure Description | Baseline Measure Description | Units | Efficient Cost | Baseline Cost | Labor Time (Minutes) | Labor Cost | ROB/New | Early/Retro | O&M Benefits | Source
3.1.1, 3.1.2, 3.1.7 | Ballasts | LED Drivers |  | Fixture | 43.27 |  | 20 | 21.6667 |  | 64.9367 |  | Grainger, Graybar, and EDC Submitted Invoices from project files
3.1.1, 3.1.2, 3.1.7 | Bulbs and Lamps | LED Replacement for HID (mogul base corn-cob) | High Intensity Discharge bulb (HPS, MH etc.) | Lamp | 86.55 | 30.55 | 10 | 10.8333 | 56 | 97.3833 | 30.8809 | Grainger, Graybar, and EDC Submitted Invoices from project files
3.1.1, 3.1.2, 3.1.7 | Bulbs and Lamps | LED Linear and U-bend (<= 2,000 lumens) | Non-LED Linear and U-bend (<= 2,000 lumens) | Lamp | 10.06 | 8.05 | 3 | 3.25 | 2.01 | 13.31 | 6.9372 | Grainger, Graybar, and EDC Submitted Invoices from project files
3.1.1, 3.1.2, 3.1.7 | Bulbs and Lamps | LED Linear and U-bend (>= 2,001 lumens) | Non-LED Linear and U-bend (>= 2,001 lumens) | Lamp | 12.22 | 9.61 | 3 | 3.25 | 2.61 | 15.47 | 7.8949 | Grainger, Graybar, and EDC Submitted Invoices from project files
3.1.1, 3.1.2, 3.1.7 | Bulbs and Lamps | LED Screw Base General Service Lamp | Replaced lamp or LPD for new construction | Lamp | 3.18 |  | 1 | 1.12 | 3.18 | 4.3 |  | Shared With Residential Database
3.1.1, 3.1.2, 3.1.7 | Bulbs and Lamps | LED Screw Base Reflector Lamp | Replaced lamp or LPD for new construction | Lamp | 5.48 |  | 1 | 1.12 | 5.48 | 6.6 |  | Shared With Residential Database
3.1.1, 3.1.2, 3.1.7 | Bulbs and Lamps | LED Screw Base Globe Lamp | Replaced lamp or LPD for new construction | Lamp | 5.05 |  | 1 | 1.12 | 5.05 | 6.17 |  | Shared With Residential Database
3.1.1, 3.1.2, 3.1.7 | Bulbs and Lamps | LED Screw Base Decorative Lamp | Replaced lamp or LPD for new construction | Lamp | 2.86 |  | 1 | 1.12 | 2.86 | 3.98 |  | Shared With Residential Database
3.1.1, 3.1.2, 3.1.7 | Indoor Fixtures | LED Channel Strip Fixtures | Fluorescent Channel Strip Fixtures | Fixture | 89.77 | 37.02 | 30 | 32.5 | 52.75 | 122.27 | 20.81 | Grainger, Graybar, and EDC Submitted Invoices from project files
3.1.1, 3.1.2, 3.1.7 | Indoor Fixtures | LED Downlights and Recessed Cans | Halogen/CFL/Incandescent Downlights and Recessed Cans | Fixture | 59.71 | 19.88 | 30 | 32.5 | 39.83 | 92.21 | 39.0868 | Grainger, Graybar, and EDC Submitted Invoices from project files
3.1.1, 3.1.2, 3.1.7 | Indoor Fixtures | LED Nonlinear Low / High Bay (<= 15,550 lumens) | Non-LED Nonlinear Low / High Bay (<= 12,200 lumens) | Fixture | 276.9 | 147.09 | 30 | 32.5 | 129.81 | 309.4 | 30.8809 | Grainger, Graybar, and EDC Submitted Invoices from project files
3.1.1, 3.1.2, 3.1.7 | Indoor Fixtures | LED Nonlinear Low / High Bay (15,551 to 20,100 lumens) | Non-LED Nonlinear Low / High Bay (15,551 to 20,100 lumens) | Fixture | 319.92 |  | 40 | 43.3333 | 319.92 | 363.2533 | 30.8809 | Grainger, Graybar, and EDC Submitted Invoices from project files
3.1.1, 3.1.2, 3.1.7 | Indoor Fixtures | LED Nonlinear Low / High Bay (>= 20,101 lumens) | Non-LED Nonlinear Low / High Bay (>= 20,101 lumens) | Fixture | 323.7 | 205.23 | 40 | 43.3333 | 118.47 | 367.0333 | 30.8809 | Grainger, Graybar, and EDC Submitted Invoices from project files
3.1.1, 3.1.2, 3.1.7 | Indoor Fixtures | LED Linear Fixtures, Troffers, and Panels (<= 3,500 lumens) | Linear Fixtures, Troffers, and Panels (<= 3,500 lumens) | Fixture | 108.43 | 89.62 | 30 | 32.5 | 18.81 | 140.93 | 13.8744 | Grainger, Graybar, and EDC Submitted Invoices from project files
3.1.1, 3.1.2, 3.1.7 | Indoor Fixtures | LED Linear Fixtures, Troffers, and Panels (3,500 to 5,500 lumens) | Linear Fixtures, Troffers, and Panels (3,500 to 5,500 lumens) | Fixture | 125.02 | 97.99 | 30 | 32.5 | 27.03 | 157.52 | 20.8117 | Grainger, Graybar, and EDC Submitted Invoices from project files
3.1.1, 3.1.2, 3.1.7 | Indoor Fixtures | LED Linear Fixtures, Troffers, and Panels (5,501 to 6,500 lumens) | Linear Fixtures, Troffers, and Panels (5,501 to 6,500 lumens) | Fixture | 139.12 | 104.59 | 30 | 32.5 | 34.53 | 171.62 | 27.7489 | Grainger, Graybar, and EDC Submitted Invoices from project files
3.1.1, 3.1.2, 3.1.7 | Indoor Fixtures | LED Linear Fixtures, Troffers, and Panels (>= 6,501 lumens) | Linear Fixtures, Troffers, and Panels (>= 6,501 lumens) | Fixture | 174.53 | 129.27 | 40 | 43.3333 | 45.26 | 217.8633 | 34.6861 | Grainger, Graybar, and EDC Submitted Invoices from project files
3.1.1, 3.1.2, 3.1.7 | Outdoor Fixtures | LED Outdoor Fixtures (Area, Wallpack, or Floodlight) (<= 4,650 lumens) | Outdoor Fixtures (<= 4,650 lumens) | Fixture | 193.27 | 83.83 | 30 | 32.5 | 109.44 | 225.77 | 30.8809 | Grainger, Graybar, and EDC Submitted Invoices from project files
3.1.1, 3.1.2, 3.1.7 | Outdoor Fixtures | LED Outdoor Fixtures (Area, Wallpack, or Floodlight) (4,651 to 7,900 lumens) | Outdoor Fixtures (4,651 to 7,900 lumens) | Fixture | 308.15 | 100.86 | 30 | 32.5 | 207.29 | 340.65 | 30.8809 | Grainger, Graybar, and EDC Submitted Invoices from project files
3.1.1, 3.1.2, 3.1.7 | Outdoor Fixtures | LED Outdoor Fixtures (Area, Wallpack, or Floodlight) (7,901 to 11,050 lumens) | Outdoor Fixtures (7,901 to 11,050 lumens) | Fixture | 380.05 | 112.03 | 45 | 48.75 | 268.02 | 428.8 | 30.8809 | Grainger, Graybar, and EDC Submitted Invoices from project files
3.1.1, 3.1.2, 3.1.7 | Outdoor Fixtures | LED Outdoor Fixtures (Area, Wallpack, or Floodlight) (>= 11,051 lumens) | Outdoor Fixtures (>= 11,051 lumens) | Fixture | 432.77 | 204.59 | 60 | 65 | 228.18 | 497.77 | 30.8809 | Grainger, Graybar, and EDC Submitted Invoices from project files
3.1.3 | Lighting Controls | Central Lighting Control System |  | $/LED kW controlled | 150 |  | 60 | 50 |  | 200 |  | Limited project files, professional judgement
3.1.3 | Lighting Controls | Network Lighting Control |  | $/sqft controlled | 1.36 |  |  |  | 1.36 | 1.36 |  | Wisconsin TRM, Mid-Atlantic TRM, & Act 129 Project Files
3.1.3 | Lighting Controls | Photocell |  | Fixture | 40.44 |  | 20 | 21.6667 |  | 62.1067 |  | Grainger, Graybar, and EDC Submitted Invoices from project files
3.1.3 | Lighting Controls | Occupancy Sensor, Motion |  | circuit | 80.21 |  | 45 | 48.75 |  | 128.96 |  | Grainger, Graybar, and EDC Submitted Invoices from project files
3.1.4 | LED Exit Signs | LED Exit Sign | Non-LED Exit Sign | Sign | 39 | 21 | 15 | 16.25 | 18 | 55.25 |  | Average of project files for efficient system, minimum of Grainger and Graybar exit signs
3.1.6 | Refrigeration Display Case Lighting | LED Refrigeration Case Lighting | Non-LED Refrigeration Case Lighting | Door | 29.4 |  | 20 | 21.6667 | 29.4 | 51.0667 |  | Grainger, Graybar, and EDC Submitted Invoices from project files
3.10.1 | Cycling Refrigerated Thermal Mass Dryer | cycling thermal mass dryer | non-cycling (e.g., continuous) air dryer | per CFM |  |  |  |  | 6 | 6 |  | Illinois TRM
3.10.2 | Air-Entraining Air Nozzle (1/4") | non-air entraining air nozzle | energy efficient air-entraining air nozzle | per nozzle |  |  |  |  | 29 | 57 |  | Illinois TRM
3.10.2 | Air-Entraining Air Nozzle (1/2") | non-air entraining air nozzle | energy efficient air-entraining air nozzle | per nozzle |  |  |  |  | 61 | 121 |  | Illinois TRM
3.10.3 | No-Loss Condensate Drains | standard condensate drains | No-loss Condensate Drains | per drain |  |  |  | 50 |  | 194 |  | Illinois TRM
3.10.4 | Air Tanks for Load/No Load Compressors | storage tank with pressure/flow control |  | per tank gallon |  |  |  |  | 5 | 5 |  | Vermont Efficiency TRM
3.10.5 | Variable-Speed Drive Air Compressor (15 hp) | Variable-Speed Drive on Air Compressor | fixed-speed air compressors | per VFD |  |  |  | 392 | 5211 | 5211 |  | NEEP incremental cost study
3.10.5 | Variable-Speed Drive Air Compressor (30 hp) | Variable-Speed Drive on Air Compressor | fixed-speed air compressors | per VFD |  |  |  | 392 | 4375 | 4375 |  | NEEP incremental cost study
3.10.5 | Variable-Speed Drive Air Compressor (45 hp) | Variable-Speed Drive on Air Compressor | fixed-speed air compressors | per VFD |  |  |  | 392 | 3540 | 3540 |  | NEEP incremental cost study
3.10.6 | Compressed Air Controller | precision pressure regulators |  | per hp | [5 empty] | 27 |  | WI FOE TRM 2018
3.10.7 | Compressed Air Low Pressure Drop Filters | standard coalescing filters | Low pressure drop filters | per filer |  |  |  |  | 1000 | 1000 |  | Illinois TRM
3.10.8 | Compressed Air Mist Eliminators | mist eliminator air filters |  | per hp |  |  |  |  | 22 | 22 |  | WI FOE TRM 2018
3.2.1 | HVAC Systems | <65k 3-phase AC unit, Min 15 SEER | <65k 3-phase AC unit, Min 14 SEER | per ton |  |  |  | 0 | 131.26 |  |  | Web Scraping, Models
3.2.1 | HVAC Systems | <65k 3-phase AC unit, Min 16 SEER | <65k 3-phase AC unit, Min 14 SEER | per ton |  |  |  | 0 | 271.58 |  |  | Web Scraping, Models
3.2.1 | HVAC Systems | <65k 3-phase AC unit, Min 17 SEER | <65k 3-phase AC unit, Min 14 SEER | per ton |  |  |  | 0 | 420.95 |  |  | Web Scraping, Models
3.2.1 | HVAC Systems | 65-135k AC unit, Min 11.5 EER | 65-135k AC unit, Min 11.0 EER | per ton |  |  |  | 0 | 21.6 |  |  | Web Scraping, Models
3.2.1 | HVAC Systems | 65-135k AC unit, Min 12 EER | 65-135k AC unit, Min 11.0 EER | per ton |  |  |  | 0 | 44.17 |  |  | Web Scraping, Models
3.2.1 | HVAC Systems | 65-135k AC unit, Min 13 EER | 65-135k AC unit, Min 11.0 EER | per ton |  |  |  | 0 | 92.18 |  |  | Web Scraping, Models
3.2.1 | HVAC Systems | 135-240k AC unit, min 11.5 EER | 135-240k AC unit, min 11.0 EER | per ton |  |  |  | 0 | 11.37 |  |  | Web Scraping, Models
3.2.1 | HVAC Systems | 135-240k AC unit, min 12 EER | 135-240k AC unit, min 11.0 EER | per ton |  |  |  | 0 | 23.24 |  |  | Web Scraping, Models
3.2.1 | HVAC Systems | 135-240k AC unit, min 13 EER | 135-240k AC unit, min 11.0 EER | per ton |  |  |  | 0 | 48.5 |  |  | Web Scraping, Models
3.2.1 | HVAC Systems | 240-760k AC unit, min 10.5 EER | 240-760k AC unit, min 10.5 EER | per ton |  |  |  | 0 | 4.95 |  |  | Web Scraping, Models
3.2.1 | HVAC Systems | PTAC units, Eff. greater than 10.5 EER | PTAC units, Eff. less than 10.5 EER | per ton |  |  |  | 0 | 363.06 |  |  | Web Scraping
3.2.2 | Electric Chillers | Air-Cooled Chillers Less than 50 tons, Min 10.2 EER | Air-Cooled Chillers Less than 50 tons, 10.1EER | per ton |  |  |  | 0 | 55.11 |  |  | MidAtlantic TRM v9.0
3.2.2 | Electric Chillers | Air-Cooled Chillers Less than 50 tons, Min 10.5 EER | Air-Cooled Chillers Less than 50 tons, 10.1EER | per ton |  |  |  | 0 | 146.29 |  |  | MidAtlantic TRM v9.0
3.2.2 | Electric Chillers | Air-Cooled Chillers Less than 50 tons, Min 10.7 EER | Air-Cooled Chillers Less than 50 tons, 10.1EER | per ton |  |  |  | 0 | 207.41 |  |  | MidAtlantic TRM v9.0
3.2.2 | Electric Chillers | Air-Cooled Chillers >50 Tons, < 150 tons, Min 10.2 EER | Air-Cooled Chillers >50 Tons, < 150 tons, 10.1 EER | per ton |  |  |  | 0 | 22.55 |  |  | MidAtlantic TRM v9.0
3.2.2 | Electric Chillers | Air-Cooled Chillers >50 Tons, < 150 tons, Min 10.5 EER | Air-Cooled Chillers >50 Tons, < 150 tons, 10.1 EER | per ton |  |  |  | 0 | 61.12 |  |  | MidAtlantic TRM v9.0
3.2.2 | Electric Chillers | Air-Cooled Chillers >50 Tons, < 150 tons, Min 10.7 EER | Air-Cooled Chillers >50 Tons, < 150 tons, 10.1 EER | per ton |  |  |  | 0 | 86.67 |  |  | MidAtlantic TRM v9.0
3.2.2 | Electric Chillers | Air-Cooled Chillers Greater than 150 tons, Min 10.2 EER | Air-Cooled Chillers Greater than 150 tons, 10.1 EER | per ton |  |  |  | 0 | 10.52 |  |  | MidAtlantic TRM v9.0
3.2.2 | Electric Chillers | Air-Cooled Chillers Greater than 150 tons, Min 10.5 EER | Air-Cooled Chillers Greater than 150 tons, 10.1 EER | per ton |  |  |  | 0 | 27.56 |  |  | MidAtlantic TRM v9.0
3.2.2 | Electric Chillers | Air-Cooled Chillers Greater than 150 tons, Min 10.7 EER | Air-Cooled Chillers Greater than 150 tons, 10.1 EER | per ton |  |  |  | 0 | 39.08 |  |  | MidAtlantic TRM v9.0
3.2.2 | Electric Chillers | Water-Cooled Chiller (Scroll) Less than 50 tons, Min 0.75 kW/ton | Water-Cooled Chiller (Scroll) Less than 50 tons, 0.78 kW/ton | per ton |  |  |  | 0 | 156.31 |  |  | MidAtlantic TRM v9.0
3.2.2 | Electric Chillers | Water-Cooled Chiller (Scroll) Less than 50 tons, Min 0.70 kW/ton | Water-Cooled Chiller (Scroll) Less than 50 tons, 0.78 kW/ton | per ton |  |  |  | 0 | 363.73 |  |  | MidAtlantic TRM v9.0
3.2.2 | Electric Chillers | Water-Cooled Chiller (Scroll) >50 tons, <100 tons, Min 0.70 kW/ton | Water-Cooled Chiller (Scroll) >50 tons, <100 tons, 0.75 kW/ton | per ton |  |  |  | 0 | 104.21 |  |  | MidAtlantic TRM v9.0
3.2.2 | Electric Chillers | Water-Cooled Chiller (Scroll) >100 tons, <400 Tons Min 0.60 kW/ton | Water-Cooled Chiller (Scroll) >100 tons, <400 Tons 0.68 kW/ton | per ton |  |  |  | 0 | 6.01 |  |  | MidAtlantic TRM v9.0
3.2.2 | Electric Chillers | Water-Cooled Chiller (Centrifugal) Less than 100 tons, Min 0.60 kW/ton | Water-Cooled Chiller (Centrifugal) Less than 100 tons, 0.61 kW/ton | per ton |  |  |  | 0 | 52.1 |  |  | MidAtlantic TRM v9.0
3.2.2 | Electric Chillers | Water-Cooled Chiller (Centrifugal) Less than 100 tons, Min 0.55 kW/ton | Water-Cooled Chiller (Centrifugal) Less than 100 tons, 0.61 kW/ton | per ton |  |  |  | 0 | 181.36 |  |  | MidAtlantic TRM v9.0
3.2.2 | Electric Chillers | Water-Cooled Chiller (Centrifugal) > 100 tons, <150 tons Min 0.60 kW/ton | Water-Cooled Chiller (Centrifugal) > 100 tons, <150 tons 0.61 kW/ton | per ton |  |  |  | 0 | 30.31 |  |  | MidAtlantic TRM v9.0
3.2.2 | Electric Chillers | Water-Cooled Chiller (Centrifugal) > 100 tons, <150 tons, Min 0.55 kW/ton | Water-Cooled Chiller (Centrifugal) > 100 tons, <150 tons 0.61 kW/ton | per ton |  |  |  | 0 | 91.18 |  |  | MidAtlantic TRM v9.0
3.2.2 | Electric Chillers | Water-Cooled Chiller (Centrifugal) Greater than 150 tons, Min 0.55 kW/ton | Water-Cooled Chiller (Centrifugal) Greater than 150 tons, 0.56 kW/ton | per ton |  |  |  | 0 | 13.03 |  |  | MidAtlantic TRM v9.0
3.2.3 | Water Source and Geothermal HP | Water Source and Geothermal HP | ASHP | per ton | 10334.25 | 1532.09 |  | 0 | 8802.17 |  |  | IL TRM v8
3.2.4 | High Efficiency Equipment: Ductless Heat Pumps with Midstream Delivery Option | Ductless Mini-Split - 16 SEER, 1 ton | Ductless Mini-Split - 14 SEER, 1 ton | Multi-head, per unit | 3310.01 | 3117.7 |  |  | 192.31 | N/A |  | Web Scraping
3.2.4 | High Efficiency Equipment: Ductless Heat Pumps with Midstream Delivery Option | Ductless Mini-Split - 16 SEER, 1.5 ton | Ductless Mini-Split - 14 SEER, 1.5 ton | Multi-head, per unit | 3808.98 | 3601.17 |  |  | 207.81 | N/A |  | Web Scraping
3.2.4 | High Efficiency Equipment: Ductless Heat Pumps with Midstream Delivery Option | Ductless Mini-Split - 16 SEER, 2 ton | Ductless Mini-Split - 14 SEER, 2 ton | Multi-head, per unit | 4307.95 | 4084.64 |  |  | 223.3 | N/A |  | Web Scraping
3.2.4 | High Efficiency Equipment: Ductless Heat Pumps with Midstream Delivery Option | Ductless Mini-Split - 16 SEER, 2.5 ton | Ductless Mini-Split - 14 SEER, 2.5 ton | Multi-head, per unit | 4807.12 | 4568.11 |  |  | 239 | N/A |  | Web Scraping
3.2.4 | High Efficiency Equipment: Ductless Heat Pumps with Midstream Delivery Option | Ductless Mini-Split - 16 SEER, 3 ton | Ductless Mini-Split - 14 SEER, 3 ton | Multi-head, per unit | 5306.28 | 5051.58 |  |  | 254.7 | N/A |  | Web Scraping
3.2.4 | High Efficiency Equipment: Ductless Heat Pumps with Midstream Delivery Option | Ductless Mini-Split - 16 SEER, 3.5 ton | Ductless Mini-Split - 14 SEER, 3.5 ton | Multi-head, per unit | 5805.56 | 5535.05 |  |  | 270.51 | N/A |  | Web Scraping
3.2.4 | High Efficiency Equipment: Ductless Heat Pumps with Midstream Delivery Option | Ductless Mini-Split - 16 SEER, 4 ton | Ductless Mini-Split - 14 SEER, 4 ton | Multi-head, per unit | 6304.84 | 6018.52 |  |  | 286.31 | N/A |  | Web Scraping
3.2.4 | High Efficiency Equipment: Ductless Heat Pumps with Midstream Delivery Option | Ductless Mini-Split - 17 SEER, 1 ton | Ductless Mini-Split - 14 SEER, 1 ton | Multi-head, per unit | 3384.21 | 3117.7 |  |  | 266.51 | N/A |  | Web Scraping
3.2.4 | High Efficiency Equipment: Ductless Heat Pumps with Midstream Delivery Option | Ductless Mini-Split - 17 SEER, 1.5 ton | Ductless Mini-Split - 14 SEER, 1.5 ton | Multi-head, per unit | 3883.55 | 3601.17 |  |  | 282.38 | N/A |  | Web Scraping
3.2.4 | High Efficiency Equipment: Ductless Heat Pumps with Midstream Delivery Option | Ductless Mini-Split - 17 SEER, 2 ton | Ductless Mini-Split - 14 SEER, 2 ton | Multi-head, per unit | 4382.88 | 4084.64 |  |  | 298.24 | N/A |  | Web Scraping
3.2.4 | High Efficiency Equipment: Ductless Heat Pumps with Midstream Delivery Option | Ductless Mini-Split - 17 SEER, 2.5 ton | Ductless Mini-Split - 14 SEER, 2.5 ton | Multi-head, per unit | 4882.29 | 4568.11 |  |  | 314.18 | N/A |  | Web Scraping
3.2.4 | High Efficiency Equipment: Ductless Heat Pumps with Midstream Delivery Option | Ductless Mini-Split - 17 SEER, 3 ton | Ductless Mini-Split - 14 SEER, 3 ton | Multi-head, per unit | 5381.69 | 5051.58 |  |  | 330.11 | N/A |  | Web Scraping
3.2.4 | High Efficiency Equipment: Ductless Heat Pumps with Midstream Delivery Option | Ductless Mini-Split - 17 SEER, 3.5 ton | Ductless Mini-Split - 14 SEER, 3.5 ton | Multi-head, per unit | 5881.13 | 5535.05 |  |  | 346.08 | N/A |  | Web Scraping
3.2.4 | High Efficiency Equipment: Ductless Heat Pumps with Midstream Delivery Option | Ductless Mini-Split - 17 SEER, 4 ton | Ductless Mini-Split - 14 SEER, 4 ton | Multi-head, per unit | 6380.57 | 6018.52 |  |  | 362.05 | N/A |  | Web Scraping
3.2.4 | High Efficiency Equipment: Ductless Heat Pumps with Midstream Delivery Option | Ductless Mini-Split - 18 SEER, 1 ton | Ductless Mini-Split - 14 SEER, 1 ton | Multi-head, per unit | 3460.08 | 3117.7 |  |  | 342.38 | N/A |  | Web Scraping
3.2.4 | High Efficiency Equipment: Ductless Heat Pumps with Midstream Delivery Option | Ductless Mini-Split - 18 SEER, 1.5 ton | Ductless Mini-Split - 14 SEER, 1.5 ton | Multi-head, per unit | 3959.6 | 3601.17 |  |  | 358.43 | N/A |  | Web Scraping
3.2.4 | High Efficiency Equipment: Ductless Heat Pumps with Midstream Delivery Option | Ductless Mini-Split - 18 SEER, 2 ton | Ductless Mini-Split - 14 SEER, 2 ton | Multi-head, per unit | 4459.13 | 4084.64 |  |  | 374.48 | N/A |  | Web Scraping
3.2.4 | High Efficiency Equipment: Ductless Heat Pumps with Midstream Delivery Option | Ductless Mini-Split - 18 SEER, 2.5 ton | Ductless Mini-Split - 14 SEER, 2.5 ton | Multi-head, per unit | 4958.65 | 4568.11 |  |  | 390.54 | N/A |  | Web Scraping
3.2.4 | High Efficiency Equipment: Ductless Heat Pumps with Midstream Delivery Option | Ductless Mini-Split - 18 SEER, 3 ton | Ductless Mini-Split - 14 SEER, 3 ton | Multi-head, per unit | 5458.17 | 5051.58 |  |  | 406.59 | N/A |  | Web Scraping
3.2.4 | High Efficiency Equipment: Ductless Heat Pumps with Midstream Delivery Option | Ductless Mini-Split - 18 SEER, 3.5 ton | Ductless Mini-Split - 14 SEER, 3.5 ton | Multi-head, per unit | 5957.7 | 5535.05 |  |  | 422.64 | N/A |  | Web Scraping
3.2.4 | High Efficiency Equipment: Ductless Heat Pumps with Midstream Delivery Option | Ductless Mini-Split - 18 SEER, 4 ton | Ductless Mini-Split - 14 SEER, 4 ton | Multi-head, per unit | 6457.22 | 6018.52 |  |  | 438.7 | N/A |  | Web Scraping
3.2.4 | High Efficiency Equipment: Ductless Heat Pumps with Midstream Delivery Option | Ductless Mini-Split - 19 SEER, 1 ton | Ductless Mini-Split - 14 SEER, 1 ton | Multi-head, per unit | 3537.65 | 3117.7 |  |  | 419.95 | N/A |  | Web Scraping
3.2.4 | High Efficiency Equipment: Ductless Heat Pumps with Midstream Delivery Option | Ductless Mini-Split - 19 SEER, 1.5 ton | Ductless Mini-Split - 14 SEER, 1.5 ton | Multi-head, per unit | 4037.17 | 3601.17 |  |  | 436 | N/A |  | Web Scraping
3.2.4 | High Efficiency Equipment: Ductless Heat Pumps with Midstream Delivery Option | Ductless Mini-Split - 19 SEER, 2 ton | Ductless Mini-Split - 14 SEER, 2 ton | Multi-head, per unit | 4536.69 | 4084.64 |  |  | 452.05 | N/A |  | Web Scraping
3.2.4 | High Efficiency Equipment: Ductless Heat Pumps with Midstream Delivery Option | Ductless Mini-Split - 19 SEER, 2.5 ton | Ductless Mini-Split - 14 SEER, 2.5 ton | Multi-head, per unit | 5036.22 | 4568.11 |  |  | 468.1 | N/A |  | Web Scraping
3.2.4 | High Efficiency Equipment: Ductless Heat Pumps with Midstream Delivery Option | Ductless Mini-Split - 19 SEER, 3 ton | Ductless Mini-Split - 14 SEER, 3 ton | Multi-head, per unit | 5535.74 | 5051.58 |  |  | 484.16 | N/A |  | Web Scraping
3.2.4 | High Efficiency Equipment: Ductless Heat Pumps with Midstream Delivery Option | Ductless Mini-Split - 19 SEER, 3.5 ton | Ductless Mini-Split - 14 SEER, 3.5 ton | Multi-head, per unit | 6035.26 | 5535.05 |  |  | 500.21 | N/A |  | Web Scraping
3.2.4 | High Efficiency Equipment: Ductless Heat Pumps with Midstream Delivery Option | Ductless Mini-Split - 19 SEER, 4 ton | Ductless Mini-Split - 14 SEER, 4 ton | Multi-head, per unit | 6534.79 | 6018.52 |  |  | 516.26 | N/A |  | Web Scraping
3.2.4 | High Efficiency Equipment: Ductless Heat Pumps with Midstream Delivery Option | Ductless Mini-Split - 20 SEER, 1 ton | Ductless Mini-Split - 14 SEER, 1 ton | Multi-head, per unit | 3615.21 | 3117.7 |  |  | 497.51 | N/A |  | Web Scraping
3.2.4 | High Efficiency Equipment: Ductless Heat Pumps with Midstream Delivery Option | Ductless Mini-Split - 20 SEER, 1.5 ton | Ductless Mini-Split - 14 SEER, 1.5 ton | Multi-head, per unit | 4114.74 | 3601.17 |  |  | 513.57 | N/A |  | Web Scraping
3.2.4 | High Efficiency Equipment: Ductless Heat Pumps with Midstream Delivery Option | Ductless Mini-Split - 20 SEER, 2 ton | Ductless Mini-Split - 14 SEER, 2 ton | Multi-head, per unit | 4614.26 | 4084.64 |  |  | 529.62 | N/A |  | Web Scraping
3.2.4 | High Efficiency Equipment: Ductless Heat Pumps with Midstream Delivery Option | Ductless Mini-Split - 20 SEER, 2.5 ton | Ductless Mini-Split - 14 SEER, 2.5 ton | Multi-head, per unit | 5113.79 | 4568.11 |  |  | 545.67 | N/A |  | Web Scraping
3.2.4 | High Efficiency Equipment: Ductless Heat Pumps with Midstream Delivery Option | Ductless Mini-Split - 20 SEER, 3 ton | Ductless Mini-Split - 14 SEER, 3 ton | Multi-head, per unit | 5613.31 | 5051.58 |  |  | 561.73 | N/A |  | Web Scraping
3.2.4 | High Efficiency Equipment: Ductless Heat Pumps with Midstream Delivery Option | Ductless Mini-Split - 20 SEER, 3.5 ton | Ductless Mini-Split - 14 SEER, 3.5 ton | Multi-head, per unit | 6112.83 | 5535.05 |  |  | 577.78 | N/A |  | Web Scraping
3.2.4 | High Efficiency Equipment: Ductless Heat Pumps with Midstream Delivery Option | Ductless Mini-Split - 20 SEER, 4 ton | Ductless Mini-Split - 14 SEER, 4 ton | Multi-head, per unit | 6612.36 | 6018.52 |  |  | 593.83 | N/A |  | Web Scraping
3.2.4 | High Efficiency Equipment: Ductless Heat Pumps with Midstream Delivery Option | Ductless Mini-Split - 21 SEER, 1 ton | Ductless Mini-Split - 14 SEER, 1 ton | Multi-head, per unit | 3692.78 | 3117.7 |  |  | 575.08 | N/A |  | Web Scraping
3.2.4 | High Efficiency Equipment: Ductless Heat Pumps with Midstream Delivery Option | Ductless Mini-Split - 21 SEER, 1.5 ton | Ductless Mini-Split - 14 SEER, 1.5 ton | Multi-head, per unit | 4192.31 | 3601.17 |  |  | 591.13 | N/A |  | Web Scraping
3.2.4 | High Efficiency Equipment: Ductless Heat Pumps with Midstream Delivery Option | Ductless Mini-Split - 21 SEER, 2 ton | Ductless Mini-Split - 14 SEER, 2 ton | Multi-head, per unit | 4691.83 | 4084.64 |  |  | 607.19 | N/A |  | Web Scraping
3.2.4 | High Efficiency Equipment: Ductless Heat Pumps with Midstream Delivery Option | Ductless Mini-Split - 21 SEER, 2.5 ton | Ductless Mini-Split - 14 SEER, 2.5 ton | Multi-head, per unit | 5191.35 | 4568.11 |  |  | 623.24 | N/A |  | Web Scraping
3.2.4 | High Efficiency Equipment: Ductless Heat Pumps with Midstream Delivery Option | Ductless Mini-Split - 21 SEER, 3 ton | Ductless Mini-Split - 14 SEER, 3 ton | Multi-head, per unit | 5690.88 | 5051.58 |  |  | 639.29 | N/A |  | Web Scraping
3.2.4 | High Efficiency Equipment: Ductless Heat Pumps with Midstream Delivery Option | Ductless Mini-Split - 21 SEER, 3.5 ton | Ductless Mini-Split - 14 SEER, 3.5 ton | Multi-head, per unit | 6190.4 | 5535.05 |  |  | 655.35 | N/A |  | Web Scraping
3.2.4 | High Efficiency Equipment: Ductless Heat Pumps with Midstream Delivery Option | Ductless Mini-Split - 21 SEER, 4 ton | Ductless Mini-Split - 14 SEER, 4 ton | Multi-head, per unit | 6689.92 | 6018.52 |  |  | 671.4 | N/A |  | Web Scraping
3.2.4 | High Efficiency Equipment: Ductless Heat Pumps with Midstream Delivery Option | Ductless Mini-Split - 22 SEER, 1 ton | Ductless Mini-Split - 14 SEER, 1 ton | Multi-head, per unit | 3770.35 | 3117.7 |  |  | 652.65 | N/A |  | Web Scraping
3.2.4 | High Efficiency Equipment: Ductless Heat Pumps with Midstream Delivery Option | Ductless Mini-Split - 22 SEER, 1.5 ton | Ductless Mini-Split - 14 SEER, 1.5 ton | Multi-head, per unit | 4269.87 | 3601.17 |  |  | 668.7 | N/A |  | Web Scraping
3.2.4 | High Efficiency Equipment: Ductless Heat Pumps with Midstream Delivery Option | Ductless Mini-Split - 22 SEER, 2 ton | Ductless Mini-Split - 14 SEER, 2 ton | Multi-head, per unit | 4769.4 | 4084.64 |  |  | 684.75 | N/A |  | Web Scraping
3.2.4 | High Efficiency Equipment: Ductless Heat Pumps with Midstream Delivery Option | Ductless Mini-Split - 22 SEER, 2.5 ton | Ductless Mini-Split - 14 SEER, 2.5 ton | Multi-head, per unit | 5268.92 | 4568.11 |  |  | 700.81 | N/A |  | Web Scraping
3.2.4 | High Efficiency Equipment: Ductless Heat Pumps with Midstream Delivery Option | Ductless Mini-Split - 22 SEER, 3 ton | Ductless Mini-Split - 14 SEER, 3 ton | Multi-head, per unit | 5768.44 | 5051.58 |  |  | 716.86 | N/A |  | Web Scraping
3.2.4 | High Efficiency Equipment: Ductless Heat Pumps with Midstream Delivery Option | Ductless Mini-Split - 22 SEER, 3.5 ton | Ductless Mini-Split - 14 SEER, 3.5 ton | Multi-head, per unit | 6267.97 | 5535.05 |  |  | 732.91 | N/A |  | Web Scraping
3.2.4 | High Efficiency Equipment: Ductless Heat Pumps with Midstream Delivery Option | Ductless Mini-Split - 22 SEER, 4 ton | Ductless Mini-Split - 14 SEER, 4 ton | Multi-head, per unit | 6767.49 | 6018.52 |  |  | 748.97 | N/A |  | Web Scraping
3.2.5 | Small Commercial Electric Heat to NG/Oil/Propane | Natural Gas Fuel Substitution | Electric furnace | per ton |  |  |  | 39.58 | 24.42 |  |  | Web Scraping
3.2.5 | Small Commercial Electric Heat to NG/Oil/Propane | Oil Fuel Substitution | Electric furnace | per ton |  |  |  | 260.31 | 21.29 |  |  | Web Scraping
3.2.5 | Small Commercial Electric Heat to NG/Oil/Propane | Propane Fuel Substitution | Electric furnace | per ton |  |  |  | 196.46 | 120.84 |  |  | Web Scraping
3.2.6 | Small C/I HVAC Refrigerant Charge Correction | Small C/I HVAC Refrigerant Charge Correction | AC system haven't been tuned up in the last 36 months | per ton |  |  |  | 0 | 35 |  |  | MidAtlantic TRM v9.0
3.2.8 | Controls: Guest Room Occupancy Sensor | Controls: Guest Room Occupancy Sensor | No guest room occupancy sensor | per ton |  |  |  | 0 | 180.18 |  |  | CA eTRM
3.2.9 | Controls: Economizer | Controls: Economizer | No economizer installed on HVAC equipment | per ton |  |  |  | 0 | 102.43 |  |  | MidAtlantic TRM v9.0
3.3.1 | Premium Efficiency Motors | Enhanced (Ultra-PE) Motor 5 HP, 1200-3600 RPM, 1 < HP ≤ 10 | NEMA Premium Motor, 1 < HP ≤ 10 | Motor HP | 110.43 | 82.87 | 209 | 165.44 | 27.56 | 275.87 |  | Equipment costs from distributor pricing data (dealerselectric.com), Labor from RSMeans 2020
3.3.1 | Premium Efficiency Motors | Enhanced (Ultra-PE) Motor 5 HP, 1200-3600 RPM, 10 < HP ≤ 20 | NEMA Premium Motor, 10 < HP ≤ 20 | Motor HP | 88.15 | 80.12 | 300 | 237.82 | 8.02 | 325.97 |  | Equipment costs from distributor pricing data (dealerselectric.com), Labor from RSMeans 2020
3.3.1 | Premium Efficiency Motors | Enhanced (Ultra-PE) Motor 5 HP, 1200-3600 RPM, 20 < HP ≤ 40 | NEMA Premium Motor, 20 < HP ≤ 40 | Motor HP | 78.48 | 71.36 | 436 | 346.39 | 7.13 | 424.87 |  | Equipment costs from distributor pricing data (dealerselectric.com), Labor from RSMeans 2020
3.3.1 | Premium Efficiency Motors | Enhanced (Ultra-PE) Motor 5 HP, 1200-3600 RPM, 40 < HP ≤ 60 | NEMA Premium Motor, 40 < HP ≤ 60 | Motor HP | 73.17 | 66.34 | 533 | 423.94 | 6.83 | 497.11 |  | Equipment costs from distributor pricing data (dealerselectric.com), Labor from RSMeans 2020
3.3.1 | Premium Efficiency Motors | Enhanced (Ultra-PE) Motor 5 HP, 1200-3600 RPM, 60 < HP ≤ 80 | NEMA Premium Motor, 60 < HP ≤ 80 | Motor HP | 83.04 | 75.48 | 667 | 529.93 | 7.55 | 612.96 |  | Equipment costs from distributor pricing data (dealerselectric.com), Labor from RSMeans 2020
3.3.1 | Premium Efficiency Motors | Enhanced (Ultra-PE) Motor 5 HP, 1200-3600 RPM, 80 < HP ≤ 150 | NEMA Premium Motor, 80 < HP ≤ 150 | Motor HP | 83.62 | 76.02 | 800 | 635.91 | 7.6 | 719.53 |  | Equipment costs from distributor pricing data (dealerselectric.com), Labor from RSMeans 2020
3.3.1 | Premium Efficiency Motors | Enhanced (Ultra-PE) Motor 5 HP, 1200-3600 RPM, > 150 HP | NEMA Premium Motor, > 150 HP | Motor HP | 75.47 | 68.61 | 1067 | 847.88 | 6.86 | 923.35 |  | Equipment costs from distributor pricing data (dealerselectric.com), Labor from RSMeans 2020
3.3.2 | Variable Frequency Drive (VFD) Improvements | VFD on HVAC Fan or Pump, 1 < HP ≤ 10 | No VFD control | Pump or Fan Motor HP | 223.02 |  | 600 | 95.13 | 223.02 | 318.15 |  | Equipment costs from NEEP Incremental Cost Database, Labor costs from RSMeans
3.3.2 | Variable Frequency Drive (VFD) Improvements | VFD on HVAC Fan or Pump, 10 < HP ≤ 20 | No VFD control | Pump or Fan Motor HP | 145.52 |  | 1079 | 56.87 | 145.52 | 202.39 |  | Equipment costs from NEEP Incremental Cost Database, Labor costs from RSMeans
3.3.2 | Variable Frequency Drive (VFD) Improvements | VFD on HVAC Fan or Pump, 20 < HP ≤ 40 | No VFD control | Pump or Fan Motor HP | 130.02 |  | 1433 | 45.5 | 130.02 | 175.52 |  | Equipment costs from NEEP Incremental Cost Database, Labor costs from RSMeans
3.3.2 | Variable Frequency Drive (VFD) Improvements | VFD on HVAC Fan or Pump, 40 < HP ≤ 60 | No VFD control | Pump or Fan Motor HP | 108.76 |  | 1811 | 28.95 | 108.76 | 137.71 |  | Equipment costs from NEEP Incremental Cost Database, Labor costs from RSMeans
3.3.2 | Variable Frequency Drive (VFD) Improvements | VFD on HVAC Fan or Pump, 60 < HP ≤ 80 | No VFD control | Pump or Fan Motor HP | 98.63 |  | 2143 | 27.47 | 98.63 | 126.1 |  | Equipment costs from NEEP Incremental Cost Database, Labor costs from RSMeans
3.3.2 | Variable Frequency Drive (VFD) Improvements | VFD on HVAC Fan or Pump, 80 < HP ≤ 150 | No VFD control | Pump or Fan Motor HP | 88.48 |  | 2400 | 23.12 | 88.48 | 111.6 |  | Equipment costs from NEEP Incremental Cost Database, Labor costs from RSMeans
3.3.2 | Variable Frequency Drive (VFD) Improvements | VFD on HVAC Fan or Pump, > 150 HP | No VFD control | Pump or Fan Motor HP | 76.51 |  | 2857 | 13.76 | 76.51 | 90.27 |  | Equipment costs from NEEP Incremental Cost Database, Labor costs from RSMeans
3.3.3 | ECM Circulating Fan | ECM circulator fan motor | SP or PSC circulator fan motor | Motor | 361.83 | 119.44 | 67 | 55.44 | N/A | 417.27 |  | Equipment costs avgs from Grainger 2020 catalog, labor costs from RS Means
3.3.4 | VSD on Kitchen Exhaust Fan | VSD added to kitchen ventilation system with DCV sensors | constant volume kitchen ventilation | Motor HP | 2323 |  |  | 988 | 2323.43 | 3311.43 |  | IL TRM and CA Work Papers
3.3.5 | ECM Circulator Pump | ECM circulator pump for water circulation | SP or PSC circulator pump | Pump | 134.03 | 96 |  | 55.44 | 38.43 | 189.47 |  | Equipment costs from supplier website (supplyhouse.com), labor costs from RS Means
3.3.6 | High Efficiency Pumps | 1 ≤ HP < 3, Constant Speed, low PEI (high eff) | 1 ≤ HP < 3, Constant Speed, maximum PEI | Motor HP | 980.6 | 860.72 |  | 135.5 | 119.88 | 1116.1 |  | Work paper supporting PG&E's midstream program for equipment costs, RS Means for labor costs
3.3.6 | High Efficiency Pumps | 1 ≤ HP < 3, Variable Speed, low PEI (high eff) | 1 ≤ HP < 3, Variable Speed, maximum PEI | Motor HP | 1820.1 | 1693.01 |  | 169.37 | 127.09 | 1989.47 |  | Work paper supporting PG&E's midstream program for equipment costs, RS Means for labor costs
3.3.6 | High Efficiency Pumps | 3 ≤ HP ≤ 50, Constant Speed, low PEI (high eff) | 3 ≤ HP ≤ 50, Constant Speed, maximum PEI | Motor HP | 229.23 | 199.73 |  | 63.57 | 29.5 | 292.8 |  | Work paper supporting PG&E's midstream program for equipment costs, RS Means for labor costs
3.3.6 | High Efficiency Pumps | 3 ≤ HP ≤ 50, Variable Speed, low PEI (high eff) | 3 ≤ HP ≤ 50, Variable Speed, maximum PEI | Motor HP | 507.99 | 476.66 |  | 79.47 | 31.33 | 587.46 |  | Work paper supporting PG&E's midstream program for equipment costs, RS Means for labor costs
3.3.6 | High Efficiency Pumps | 50 < HP ≤ 200, Constant Speed, low PEI (high eff) | 50 < HP ≤ 200, Constant Speed, maximum PEI | Motor HP | 41.85 | 33.73 |  | 15.06 | 8.12 | 56.91 |  | Work paper supporting PG&E's midstream program for equipment costs, RS Means for labor costs
3.3.6 | High Efficiency Pumps | 50 < HP ≤ 200, Variable Speed, low PEI (high eff) | 50 < HP ≤ 200, Variable Speed, maximum PEI | Motor HP | 142.16 | 134.12 |  | 18.82 | 8.04 | 160.98 |  | Work paper supporting PG&E's midstream program for equipment costs, RS Means for labor costs
3.4.1 | Heat Pump Water Heaters | Heat Pump Water Heaters |  | per unit | 1410.07 | 759.11 | 180 | 195 | 650.96 | 1605.07 |  | Shared With Residential Database
3.4.2 | Low Flow Pre-Rinse Sprayers for Retrofit Programs | Low Flow Pre-Rinse Sprayers for Retrofit Programs |  | Pre-Rinse Sprayer | 102.56 | 96.17 | 20 | 21.6667 | 6.39 | 124.2267 |  | Grainger
3.5.1 | ENERGY STAR Refrigeration Cases | Energy Star v4.0 standards - Refrigerator | Refrigerator meeting minimum federal standards, as of 2017 | Cubic ft |  |  |  |  | 24.3 |  |  | Efficiency Vermont Technical Resource Manual. December 31 2018. Page 79.
3.5.1 | ENERGY STAR Freezer Cases | Energy Star v4.0 standards - Freezer | Freezer meeting minimum federal standards, as of 2017 | [5 empty] | 32.58 |  |  | Efficiency Vermont Technical Resource Manual. December 31 2018. Page 79.
3.5.10 | Auto Closers, <= 42" wide | Quick Acting Freezer Doors, , <= 42" wide | No Auto Closer | Door | [5 empty] | 260 |  | California eTRM. SWCR005-01.
3.5.10 | Auto Closers, > 42" wide | Quick Acting Freezer Doors, , >42" wide | No Auto Closer | Door | [5 empty] | 1212 |  | California eTRM. SWCR005-01.
3.5.11 | Door Gaskets for Walk-in and Reach-in Coolers and Freezers | Refrigeration Gasket | No or broken gaskets | LF of Gasket | [5 empty] | $5 coolers; $7 freezers |  | NEEP Mid-Atlantic TRM v9. Page 504.
3.5.12 | Special Doors with Low or No Anti-Sweat Heat for Reach-In Freezers and Coolers | No-Heat Glass Doors | Door with Anti-Sweat Heater | LF of door | 209.16 | 133.02 |  | 46.15 | 76.14 | 255.31 |  | CA eTRM. "Low Temperature Display Case Doors with No Anti-Sweat Heaters." SWCR002-01
3.5.13 | Suction Pipe Insulation for Walk-In Coolers and Freezers | Pipe Insulation | No insulation | Linear ft | [5 empty] | $8.35/LF refrigerator, $9.67/LF freezer |  | RS Means Mechanical Costs 2017, As adopted in CA - see eTRM measure SWCR010-01
3.5.14 | Refrigerated Display Cases with Doors Replacing Open Cases - Medium Temp | New medium temperature refrigerated cases with doors | Open refrigerated cases | Case | 915.77 | 593.82 |  | 206.33 | 321.95 | 1122 |  | SCE. "New Low and Medium Temperature Display Cases with Doors." July 18, 2014
3.5.14 | Refrigerated Display Cases with Doors Replacing Open Cases - Low Temp | New low temperature refrigerated cases with doors | Open refrigerated cases | Case | 1048.32 | 837.05 |  | 206.33 | 211.27 | 1255 |  | SCE. "New Low and Medium Temperature Display Cases with Doors." July 18, 2014
3.5.15 | Adding Doors to Existing Refrigerated Display Cases | Retrofit case with door | Open refrigerated cases | Linear ft |  |  |  |  | 521 |  |  | eTRM. "Medium-Temperature Case Doors: SWCR015-01" CA statewide characterization.
3.5.16 | Air-Cooled Refrigeration Condenser | condensing unit with scroll compressors, floating head pressure controls, and modulating speed compressor fans | Condensing unit with standard compressor efficiency, no floating head pressure controls, and single speed compressor fan motors | Condensing unit |  |  |  |  | 254 |  |  | Efficiency Vermont Technical Resource Manual. December 31 2018. Page 73.
3.5.17 | Refrigerated Case Light Occupancy Sensors | Occupancy Sensor | No Occupancy Sensor | Sensor | [5 empty] | 60 |  | Efficiency Vermont Technical Resource Manual. December 31 2018. Page 46.
3.5.18 | Refrigeration Economizers | Recommend Treating as Custom | Recommend Treating as Custom | [8 empty] | Recommend Treating as Custom
3.5.2 | High-Efficiency Evaporator Fan Motors for Walk-In or Reach-In Refrigerated Cases | Walk-in Cooler: PSC to ECM |  | Motor | 302.97 | 283.5 |  | 39.72 |  |  |  | 2019-2020 Johnstone Supply catalog
3.5.2 | High-Efficiency Evaporator Fan Motors for Reach-In Refrigerated Cases | Walk-in Cooler: Shaded Pole to ECM |  | Motor | 302.97 | 229.33 |  | 39.72 |  |  |  | 2019-2020 Johnstone Supply catalog
3.5.2 | High-Efficiency Evaporator Fan Motors for Walk-In Refrigerated Cases | Walk-in Freezer: PSC to ECM |  | Motor | 185.85 | 175.15 |  | 39.72 |  |  |  | 2019-2020 Johnstone Supply catalog
3.5.2 | High-Efficiency Evaporator Fan Motors for Walk-In Refrigerated Cases | Walk-in Freezer: Shaded Pole to ECM |  | Motor | 185.85 | 145.4 |  | 39.72 |  |  |  | 2019-2020 Johnstone Supply catalog
3.5.3 | Controls: Evaporator Fan Controllers | Controls that reduce speed of evaporator fan when compressor cycles off | Uncontrolled Evaporator Fan | Evaporator Fan Controller | [5 empty] | 563 |  | NEEP Incremental Cost Study Phase 4, use national average cost factor
3.5.4 | Controls: Floating Head Pressure Controls | Head pressure floats with outdoor temperature | Fixed Head Pressure | HP of Condenser Motor | [5 empty] | 275 |  | Efficiency Vermont Technical Resource Manual. December 31 2018. Page 69.
3.5.5 | Controls: Anti-Sweat Heater Controls | Anti-sweat heat (ASH) controls | ASH with no controls | Controller | [5 empty] | 1051 |  | NEEP Incremental Cost Study Phase 4, use national average cost factor
3.5.6 | Controls: Evaporator Coil Defrost Control | Demand defrost timer (See, example, intermatic Icube DDFM) | Defrost controls on timer | Controller | [5 empty] | 210 |  | Amazon for intermatic Control. Consistent with manufacturer literature claiming $150 of savings is just over 1 year payback. See https://www.amazon.com/Grasslin-Adaptive-Defrost-module-Gr%C3%83%C2%A4sslin/dp/B072Q56SMD/ref=sr_1_1?dchild=1&keywords=Intermatic+DDFM&qid=1589204881&sr=8-1. Assume $50 labor cost
3.5.7 | Variable Speed Refrigeration Compressor | [10 empty] | Not enough data/recommend combining with "Air Cooled Refrigeration Condenser"
3.5.8 | Strip Curtains for Walk-In Freezers and Coolers | Strip Curtains for Walk-ins | No strip curtain | Ft2 Curtain Area | [5 empty] | 10.22 |  | DEER Cost Database 2008. Comports well with online quotes for the measure. See, for example: https://www.curtain-and-divider.com/product/pvc-strip-curtains-2/?gclid=CjwKCAjw1v_0BRAkEiwALFkj5vdWERwTjIp00aAUx63w6oEpeQ9fULfa8rozHlOCcrXHOxC12f6S7xoCfoMQAvD_BwE
3.5.9 | Night Covers for Display Cases | Vertical Night Covers | No Night Covers | LF of case | 37.63 |  |  | 4.57 |  | 42.2 |  | Southern California Edison. Night Covers for Open Vertical and Horizontal Display Cases. June 23 2014.
3.6.1 | ENERGY STAR Clothes Washer | ENERGY STAR Clothes Washer |  | Unit | 890.0745 | 703.5518 |  |  | 186.5227 | Actual EDC Costs |  | Shared With Residential Database
3.7.1 | ENERGY STAR Ice Machines | Batch Type - self contained | non-ENERGY STAR Ice Machines | Unit |  |  |  |  | 186.11 | n/a |  | California Technical Forum - eTRM
3.7.1 | ENERGY STAR Ice Machines | Batch Type - Ice making head | non-ENERGY STAR Ice Machines | Unit |  |  |  |  | 311.25 | n/a |  | California Technical Forum - eTRM
3.7.1 | ENERGY STAR Ice Machines | Batch Type - remote condensing | non-ENERGY STAR Ice Machines | Unit |  |  |  |  | 476.72 | n/a |  | California Technical Forum - eTRM
3.7.1 | ENERGY STAR Ice Machines | Continuous Type - self contained | non-ENERGY STAR Ice Machines | Unit |  |  |  |  | 285.43 | n/a |  | California Technical Forum - eTRM
3.7.1 | ENERGY STAR Ice Machines | Continuous Type - ice making head | non-ENERGY STAR Ice Machines | Unit |  |  |  |  | 467.05 | n/a |  | California Technical Forum - eTRM
3.7.1 | ENERGY STAR Ice Machines | Continuous Type - remote condensing | non-ENERGY STAR Ice Machines | Unit |  |  |  |  | 541.11 | n/a |  | California Technical Forum - eTRM
3.7.10 | ENERGY STAR Commercial Griddle |  | non-ENERGY STAR | unit |  |  |  |  | 950 | n/a |  | Energy Star Calculator
3.7.2 | Controls: Beverage Machine Controls | Beverage Machine Control |  | Machine | 180 |  |  | n/a | n/a | 180 |  | Illinois Statewide Technical Reference Manual v7.0
3.7.3 | Controls: Snack Machine Controls | Snack Machine Control |  | Machine | 80 |  |  |  | n/a | 80 |  | Illinois Statewide Technical Reference Manual v7.1
3.7.4 | ENERGY STAR Electric Steam Cooker | Electric Steam cooker - all pan sizes | non-ENERGY STAR Electric Steam Cooker | pan |  |  |  |  | 87.67 | N/A |  | Regional Technical Forum sources FSTC
3.7.5 | ENERGY STAR Combination Oven | Electric Combi < 15 and 15-28 pan capacity | non-ENERGY STAR | unit |  |  |  |  | 2512 | 20666 |  | California Technical Forum - eTRM
3.7.6 | ENERGY STAR Commercial Convection Oven | Half size | non-ENERGY STAR | unit |  |  |  |  | 374 | 5210 |  | Regional Technical Forum
3.7.6 | ENERGY STAR Commercial Convection Oven | Full size | non-ENERGY STAR | unit |  |  |  |  | 539 | 6234 |  | Regional Technical Forum
3.7.7 | ENERGY STAR Commercial Fryer | Standard | non-ENERGY STAR | unit | 4656 | 2879 |  |  | 1777 | 4656 |  | Regional Technical Forum
3.7.7 | ENERGY STAR Commercial Fryer | Large Vat | non-ENERGY STAR | unit | 4698 | 4399 |  |  | 299 | 4698 |  | Regional Technical Forum
3.7.8 | ENERGY STAR Commercial Hot Food Holding Cabinet | Half Size | non-ENERGY STAR | unit |  |  |  |  | 421 | 2919 |  | Regional Technical Forum
3.7.8 | ENERGY STAR Commercial Hot Food Holding Cabinet | Full Size | non-ENERGY STAR | unit |  |  |  |  | 895 | 4830 |  | Regional Technical Forum
3.7.9 | ENERGY STAR Commercial Dishwasher | ENERGY STAR commercial dishwasher Under Counter Low Temperature | non-ENERGY STAR | unit |  |  |  |  | 60 | n/a |  | Energy Star Calculator
3.7.9 | ENERGY STAR Commercial Dishwasher | ENERGY STAR commercial dishwasher Stationary Single Tank Door Low Temperature | non-ENERGY STAR | unit |  |  |  |  | 0 | n/a |  | Energy Star Calculator
3.7.9 | ENERGY STAR Commercial Dishwasher | ENERGY STAR commercial dishwasher Single Tank Conveyor Low Temperature | non-ENERGY STAR | unit |  |  |  |  | 0 | n/a |  | Energy Star Calculator
3.7.9 | ENERGY STAR Commercial Dishwasher | ENERGY STAR commercial dishwasher Multi Tank Conveyor Low Temperature | non-ENERGY STAR | unit |  |  |  |  | 1159 | n/a |  | Energy Star Calculator
3.7.9 | ENERGY STAR Commercial Dishwasher | ENERGY STAR commercial dishwasher Under Counter High Temperature | non-ENERGY STAR | unit |  |  |  |  | 143 | n/a |  | Energy Star Calculator
3.7.9 | ENERGY STAR Commercial Dishwasher | ENERGY STAR commercial dishwasher Stationary Single Tank Door High Temperature | non-ENERGY STAR | unit |  |  |  |  | 920 | n/a |  | Energy Star Calculator
3.7.9 | ENERGY STAR Commercial Dishwasher | ENERGY STAR commercial dishwasher Single Tank Conveyor High Temperature | non-ENERGY STAR | unit |  |  |  |  | 2450 | n/a |  | Energy Star Calculator
3.7.9 | ENERGY STAR Commercial Dishwasher | ENERGY STAR commercial dishwasher Multi Tank Conveyor High Temperature | non-ENERGY STAR | unit |  |  |  |  | 1159 | n/a |  | Energy Star Calculator
3.7.9 | ENERGY STAR Commercial Dishwasher | ENERGY STAR commercial dishwasher Pot, Pan, and Utensil High Temperature | non-ENERGY STAR | unit |  |  |  |  | 2044 | n/a |  | Energy Star Calculator
3.8.1 | Wall and Ceiling Insulation | Ceiling Insulation - Add R-30 |  | Ft2 Ceiling Area | 1.12 |  | 1 | 0.6 |  | 1.72 |  | Shared With Residential Database
3.8.1 | Wall and Ceiling Insulation | Wall Insulation - Add R-19 |  | Ft2 Wall Area | 0.91 |  | 1 | 0.6 |  | 1.51 |  | Shared With Residential Database
3.9.1 | ENERGY STAR Desktop Computer | ENERGY STAR certified desktop computer | Non-ENERGY STAR certified desktop computer | per unit | N/A | N/A | N/A | N/A | 18.5 | N/A | N/A | MidAtlantic TRM v9.0
3.9.1 | ENERGY STAR Laptop Computer | ENERGY STAR certified laptop computer | Non-ENERGY STAR certified laptop computer | per unit | N/A | N/A | N/A | N/A | 18.5 | N/A | N/A | MidAtlantic TRM v9.0
3.9.1 | ENERGY STAR Fax Machine | ENERGY STAR certified fax machine | Non-ENERGY STAR certified fax machine | per unit | N/A | N/A | N/A | N/A | 11.46 | N/A | N/A | Internet/secondary research
3.9.1 | ENERGY STAR Copier | ENERGY STAR certified copier | Non-ENERGY STAR certified copier | per unit | N/A | N/A | N/A | N/A | 11.46 | N/A | N/A | Internet/secondary research
3.9.1 | ENERGY STAR Printer | ENERGY STAR certified printer | Non-ENERGY STAR certified printer | per unit | N/A | N/A | N/A | N/A | 11.46 | N/A | N/A | Internet/secondary research
3.9.1 | ENERGY STAR Multifunction - 1-10 images/min | ENERGY STAR certified multifunction | Non-ENERGY STAR certified multifunction | per unit | N/A | N/A | N/A | N/A | 11.46 | N/A | N/A | Internet/secondary research
3.9.1 | ENERGY STAR Multifunction - 11-20 images/min | ENERGY STAR certified multifunction | Non-ENERGY STAR certified multifunction | per unit | N/A | N/A | N/A | N/A | 11.46 | N/A | N/A | Internet/secondary research
3.9.1 | ENERGY STAR Multifunction - 21-44 images/min | ENERGY STAR certified multifunction | Non-ENERGY STAR certified multifunction | per unit | N/A | N/A | N/A | N/A | 11.46 | N/A | N/A | Internet/secondary research
3.9.1 | ENERGY STAR Multifunction - 45-99 images/min | ENERGY STAR certified multifunction | Non-ENERGY STAR certified multifunction | per unit | N/A | N/A | N/A | N/A | 11.46 | N/A | N/A | Internet/secondary research
3.9.1 | ENERGY STAR Multifunction - 100+ images/min | ENERGY STAR certified multifunction | Non-ENERGY STAR certified multifunction | per unit | N/A | N/A | N/A | N/A | 11.46 | N/A | N/A | Internet/secondary research
3.9.1 | ENERGY STAR Monitor - Less than 12 inches | ENERGY STAR certified monitor | Non-ENERGY STAR certified monitor | per unit | N/A | N/A | N/A | N/A | 2 | N/A | N/A | MidAtlantic TRM v9.0
3.9.1 | ENERGY STAR Monitor - 12.0 – 16.9 inches | ENERGY STAR certified monitor | Non-ENERGY STAR certified monitor | per unit | N/A | N/A | N/A | N/A | 2 | N/A | N/A | MidAtlantic TRM v9.0
3.9.1 | ENERGY STAR Monitor - 17.0 – 22.9 inches | ENERGY STAR certified monitor | Non-ENERGY STAR certified monitor | per unit | N/A | N/A | N/A | N/A | 2 | N/A | N/A | MidAtlantic TRM v9.0
3.9.1 | ENERGY STAR Monitor - 23.0 – 24.9 inches | ENERGY STAR certified monitor | Non-ENERGY STAR certified monitor | per unit | N/A | N/A | N/A | N/A | 2 | N/A | N/A | MidAtlantic TRM v9.0
3.9.1 | ENERGY STAR Monitor - 25.0 – 60.9 inches | ENERGY STAR certified monitor | Non-ENERGY STAR certified monitor | per unit | N/A | N/A | N/A | N/A | 2 | N/A | N/A | MidAtlantic TRM v9.0
3.9.1 | ENERGY STAR Desktop Phone | ENERGY STAR certified desktop phone | Non-ENERGY STAR certified desktop phone | per unit | N/A | N/A | N/A | N/A | 2 | N/A | N/A | Internet/secondary research
3.9.1 | ENERGY STAR Conference Phone | ENERGY STAR certified conference phone | Non-ENERGY STAR certified conference phone | per unit | N/A | N/A | N/A | N/A | N/A | N/A | N/A | Internet/secondary research
3.9.2 | Office Equipment – Network Power Management Enabling | PC workstation with network Power Management enabled | PC workstation with network Power Management not enabled | per unit | 30 | N/A | N/A | N/A | N/A | 30 | N/A | PA Market Potential Study
3.9.3 | Advanced Power Strips | Tier 1 Power Strip | Standard Power Strip with no controls | per unit | 21 | N/A | N/A | N/A | N/A | 21 | N/A | Shared with Residential DB
3.9.3 | Advanced Power Strips | Tier 2 Advanced Power Strip | Standard Power Strip with no controls | per unit | 77 | N/A | N/A | N/A | N/A | 77 | N/A | EDC TRC Models
3.9.4 | ENERGY STAR Servers | ENERGY STAR certified server | Non-ENERGY STAR certified server | per unit | N/A | N/A | N/A | N/A | 9.8 | N/A | N/A | MO TRM (2017)
3.9.5 | Server Virtualization | Conventional server infrastructure virtualized to fewer, higher utilized servers | Conventional server infrastructure maintained | N/A | N/A | N/A | N/A | N/A | N/A | N/A | N/A | Internet/secondary research
4.1.1 | Automatic Milker Takeoffs | Recommend Treating as Custom | Recommend Treating as Custom | [8 empty] | 2019 IA TRM
4.1.2 | Dairy Scroll Compressors |  |  | Compressor |  |  |  |  | 447 |  |  | 2020 Illinois Statewide Technical Reference Manual for Energy Efficiency Version 8.0 Volume 2: Commercial and Industrial Measures
4.1.3 | High-Efficiency Ventilation Fans with and without Thermostats |  |  | Fan |  |  |  |  | $150 (Fan), $50 (Control) |  |  | 2020 Illinois Statewide Technical Reference Manual for Energy Efficiency Version 8.0 Volume 2: Commercial and Industrial Measures
4.1.4 | Heat Reclaimers |  |  | Refrigeration heat recovery unit | 4353 |  |  |  |  | 4353 |  | 2020 Illinois Statewide Technical Reference Manual for Energy Efficiency Version 8.0 Volume 2: Commercial and Industrial Measures
4.1.5 | High Volume Low Speed Fans |  |  | Fan | 4185 | 4185 | [5 empty] | 2020 Illinois Statewide Technical Reference Manual for Energy Efficiency Version 8.0 Volume 2: Commercial and Industrial Measures
4.1.6 | Livestock Waterer | [7 empty] | 566.73 | 575.35 |  | 2019 Wisconsin TRM
4.1.7 | Variable Speed Drive (VSD) Controller on Dairy Vacuum Pumps |  |  | Drive | 3942.5 |  |  | 1177 |  |  |  | 2018 VT TRM
4.1.8 | Low Pressure Irrigation System | Recommend Treating as Custom | Recommend Treating as Custom | [8 empty] | 2019 IA TRM