## Summary
Greenville Sanitary Authority, Mercer County, Pennsylvania Original Cost of Sanitary Sewer System May 2023
Account No. | Description | Original Cost
353.2 | Land and Rights-of-Way | 130
354 | Pump Station Structures and Improvements | 42180.2792
380 | Structures and Improvements - Treatment and Disposal Facilities | 8701648.54
360.2 | Pump Station Force Mains | 22392.3959
361.2 | Collection Sewers - Gravity Sewers | 3221022.9311
362.2 | Collection Sewers - Manholes | 316859.4543
363.2 | Services to Customers - Laterals | 456855.6928
371 | Pump Station Pumping Equipment | 18638.3599
389 | Equipment & Vehicles | 859193.12
TOTAL |  | 13638920.773

## 353.2 - Land & RW
Greenville Sanitary Authority, Mercer County, Pennsylvania Original Cost of Sanitary Sewer System May 2023 Account No. 353.2 Land and Right-of-Ways
Account No. | Notes | Description | Year Acquired | Quantity | Units | Unit Price | Current ENR Construction Cost Index | Old ENR Construction Cost Index | Original Cost
353.2 |  | Land and Right-of-Ways
| 1 | Greenville Wastewater Treatment Plant Property (Tax Parcel ID No. 09 069 001) | 1987 | 1 | Property | 0 | --- | --- | 0
| 1 | Property Adjacent to Greenville Wastewater Treatment Plant Property (Tax Parcel ID No. 09 056 235) | 1987 | 1 | Property | 0 | --- | --- | 0
| 2,3 | Easements | N/A | 130 | Easement | 1 | --- | --- | 130
TOTAL Account No. 353.2 Land and Rights-of-Way | [8 empty] | 130
Notes:
1. Greenville Wastewater Treatment Plant Property and Adjacent Property was gifted to GSA.
2. Number of easements obtained by overlaying GSA sewer and manhole GIS data on county tax parcel GIS. Each overlapping parcel represents one easement.
3. Cost of easements assumed to be $1.00 each at the time of acquisition.

## 354 - PS Structures
Greenville Sanitary Authority, Mercer County, Pennsylvania Original Cost of Sanitary Sewer System May 2023 Account No. 354 Pump Station Structures and Improvements
Account No. | Notes | Description | Year Constructed | Quantity | Units | Unit Price June 2022 | Unit Price May 2023 | Current Evaluation | Current ENR Construction Cost Index | Old ENR Construction Cost Index | Original Cost
354 |  | Pump Station Structures and Improvements
| 1 | Barrett Street Pump Station | 1997
|  | Site Grading and Clearing |  | 1 | LS | 2500 | 2533.8984 | 2533.8984 | 13288.27 | 5838 | 1113.2299 | 13110.5 | 2022-06-01
|  | Erosion and Sedimentation Pollution Control |  | 1 | LS | 1500 | 1520.339 | 1520.339 | 13288.27 | 5838 | 667.9379 | 13288.27 | 2023-05-01
|  | Stone |  | 1 | LS | 3375 | 3420.7628 | 3420.7628 | 13288.27 | 5838 | 1502.8603
|  | Excavation and Backfill |  | 1 | LS | 1000 | 1013.5594 | 1013.5594 | 13288.27 | 5838 | 445.2919
|  | Grinder Pump Basin |  | 2 | EA | 2000 | 2027.1187 | 4054.2374 | 13288.27 | 5838 | 1781.1678
|  | Site Fence |  | 1 | LS | 7200 | 7297.6274 | 7297.6274 | 13288.27 | 5838 | 3206.102
|  | Pump Controls |  | 1 | LS | 2000 | 2027.1187 | 2027.1187 | 13288.27 | 5838 | 890.5839
|  | Electrical Service |  | 1 | LS | 10000 | 10135.5936 | 10135.5936 | 13288.27 | 5838 | 4452.9194
[6 empty] | Subtotal | Subtotal | 32003.1368 |  | Subtotal | 14060.0931
| 1 | Penn Avenue Pump Station | 1997
|  | Site Grading and Clearing |  | 1 | LS | 2500 | 2533.8984 | 2533.8984 | 13288.27 | 5838 | 1113.2299
|  | Erosion and Sedimentation Pollution Control |  | 1 | LS | 1500 | 1520.339 | 1520.339 | 13288.27 | 5838 | 667.9379
|  | Stone |  | 1 | LS | 3375 | 3420.7628 | 3420.7628 | 13288.27 | 5838 | 1502.8603
|  | Excavation and Backfill |  | 1 | LS | 1000 | 1013.5594 | 1013.5594 | 13288.27 | 5838 | 445.2919
|  | Grinder Pump Basin |  | 2 | EA | 2000 | 2027.1187 | 4054.2374 | 13288.27 | 5838 | 1781.1678
|  | Site Fence |  | 1 | LS | 7200 | 7297.6274 | 7297.6274 | 13288.27 | 5838 | 3206.102
|  | Pump Controls |  | 1 | LS | 2000 | 2027.1187 | 2027.1187 | 13288.27 | 5838 | 890.5839
|  | Electrical Service |  | 1 | LS | 10000 | 10135.5936 | 10135.5936 | 13288.27 | 5838 | 4452.9194
[6 empty] | Subtotal | Subtotal | 32003.1368 |  | Subtotal | 14060.0931
| 1 | North Front Street Pump Station | 1997
|  | Site Grading and Clearing |  | 1 | LS | 2500 | 2533.8984 | 2533.8984 | 13288.27 | 5838 | 1113.2299
|  | Erosion and Sedimentation Pollution Control |  | 1 | LS | 1500 | 1520.339 | 1520.339 | 13288.27 | 5838 | 667.9379
|  | Stone |  | 1 | LS | 3375 | 3420.7628 | 3420.7628 | 13288.27 | 5838 | 1502.8603
|  | Excavation and Backfill |  | 1 | LS | 1000 | 1013.5594 | 1013.5594 | 13288.27 | 5838 | 445.2919
|  | Grinder Pump Basin |  | 2 | EA | 2000 | 2027.1187 | 4054.2374 | 13288.27 | 5838 | 1781.1678
|  | Site Fence |  | 1 | LS | 7200 | 7297.6274 | 7297.6274 | 13288.27 | 5838 | 3206.102
|  | Pump Controls |  | 1 | LS | 2000 | 2027.1187 | 2027.1187 | 13288.27 | 5838 | 890.5839
|  | Electrical Service |  | 1 | LS | 10000 | 10135.5936 | 10135.5936 | 13288.27 | 5838 | 4452.9194
[6 empty] | Subtotal | Subtotal | 32003.1368 |  | Subtotal | 14060.0931
TOTAL Account No. 354 Pump Station Structures and Improvements | [10 empty] | 42180.2792
Notes:
1. All pump stations have identical footprints. All pump stations are equipped with identical E/one grinder pumps.

## 380 - WWTP
Greenville Sanitary Authority, Mercer County, Pennsylvania Original Cost of Sanitary Sewer System May 2023 Account No. 380 Structures and Improvements - Treatment and Disposal Facilities
Account No. | Notes | Description | Year Constructed | Quantity | Units | Unit Price | Current Evaluation | Current ENR Construction Cost Index | Old ENR Construction Cost Index | Original Cost
380 |  | Structures and Improvements - Treatment and Disposal Facilities
| 1 | Greenville Wastewater Treatment Plant
|  | Original Construction | 1960 | 1 | LS | 1118853.87 | --- | --- | --- | 1118853.87
|  | Digestor Modifications | 1972 | 1 | LS | 24085.53 | --- | --- | --- | 24085.53
|  | Comminutor Replacement | 1981 | 1 | LS | 41613 | --- | --- | --- | 41613
|  | Storage Building | 1981 | 1 | LS | 44592 | --- | --- | --- | 44592
|  | Raw Sewage Pumping Modifications | 1982 | 1 | LS | 26558.45 | --- | --- | --- | 26558.45
|  | WWTP Site Paving | 1984 | 1 | LS | 80903.69 | --- | --- | --- | 80903.69
|  | Flow Measurement and Sewage Sampling Equipment | 1984 | 1 | LS | 12329 | --- | --- | --- | 12329
|  | Sludge Lagoons | 1985 | 1 | LS | 227084 | --- | --- | --- | 227084
|  | Digester No. 1 Repairs | 1986 | 1 | LS | 72500 | --- | --- | --- | 72500
|  | WWTP Expansion and Upgrades | 1994 | 1 | LS | 5859460 | --- | --- | --- | 5859460
|  | Upgrade of Raw Sewage Pumps and Controls | 1999 | 1 | LS | 148500 | --- | --- | --- | 148500
|  | Raw Sewage Grinders | 2004 | 1 | LS | 82037 | --- | --- | --- | 82037
|  | Anaerobic Digester Cover Replacement | 2007 | 1 | LS | 337000 | --- | --- | --- | 337000
|  | WWTP Roof Replacement | 2008 | 1 | LS | 42893 | --- | --- | --- | 42893
|  | Primary Clarifier Equipment Replacement | 2009 | 1 | LS | 35800 | --- | --- | --- | 35800
|  | Incinerator Demolition Project | 2011 | 1 | LS | 74000 | --- | --- | --- | 74000
|  | Influent Metering & Valves | 2011 | 1 | LS | 55000 | --- | --- | --- | 55000
|  | Rebuild Heat Exchanger | 2013 | 1 | LS | 115000 | --- | --- | --- | 115000
|  | Garage Expansion and Raw Sewage Pump Station Roof Construction | 2013 | 1 | LS | 235550 | --- | --- | --- | 235550
|  | Admin Building Roof Stairs | 2014 | 1 | LS | 53429 | --- | --- | --- | 53429
|  | Chlorination Rehabilitation | 2022 | 1 | LS | 14460 | --- | --- | --- | 14460
TOTAL Account No. 380 Structures and Improvements - Treatment and Disposal Facilities | [9 empty] | 8701648.54
Notes:
1. All costs for the Wastewater Treatment Plant represent original construction costs at the time of construction.

## 360.2 - FM
Greenville Sanitary Authority, Mercer County, Pennsylvania Original Cost of Sanitary Sewer System May 2023 Account No. 360.2 Pump Station Force Mains
Account No. | Notes | Description | Length in Road (LF) | Length Out of Road (LF) | Diameter (in) | Pipe Material | Year Constructed | Cost per LF in Roadway | Cost per LF Out of Roadway | Current Evaluation | Current ENR Construction Cost Index | Old ENR Construction Cost Index | Original Cost
360.2 |  | Pump Station Force Mains
| 1,2,3,4 | Barrett Street Pump Station Force Main | 20 | 291 | 2 | PVC | 1997 | 106.4237 | 92.9096 | 29165.1706 | 13288.27 | 5838 | 12813.2756
| 1,2,3,4 | Penn Avenue Pump Station Force Main | 15 | 173 | 2 | PVC | 1997 | 106.4237 | 92.9096 | 17669.7182 | 13288.27 | 5838 | 7762.9228
| 1,2,3,4 | North Front Street Pump Station Force Main | 0 | 46 | 1 | PVC | 1997 | 103.3831 | 89.8689 | 4133.9708 | 13288.27 | 5838 | 1816.1974
TOTAL Account No. 360.2 Pump Station Force Mains | [12 empty] | 22392.3959
Notes:
1. Total length of force mains obtained from Greenville Sanitary Authority GIS data. Length of force mains in roadway estimated based on aerial mapping. Remainder assumed out of roadway.
2. All force mains assumed to have consistent 4' depth.
3. Refer to Appendix C for unit cost breakdown.
4. Unit prices include excavation, pipe bedding, installation, backfill, restoration, traffic control, etc. | [11 empty] | `

## 361.2- Gravity Sewers
Greenville Sanitary Authority, Mercer County, Pennsylvania Original Cost of Sanitary Sewer System May 2023 Account No. 361.2 Collection Sewers - Gravity Sewers
Account No. | Notes | ID | Length (LF) | Diameter (in) | Pipe Material | Upstream Manhole | Downstream Manhole | Average Depth | In Road? | Year Constructed | Pipe Cost | Backfill Cost | Asphalt Restoration Cost | Lawn Restoration Cost | Current Evaluation | Current ENR Construction Cost Index | Old ENR Construction Cost Index | Original Cost
361.2 | 1,2,3,4,5 | Collection Sewers - Gravity
|  | 1 | 339.4698 | 8 | VCP | MH-491 | MH-492 | 5.77 | Yes | 1960 | 44729.4593 | 8823.5549 | 12488.567 | 0 | 66041.5812 | 13288.27 | 824 | 4095.2105
|  | 2 | 290.4883 | 8 | VCP | MH-489B | MH-489 | 7.72 | Yes | 1960 | 38275.5284 | 10102.1224 | 10686.6148 | 0 | 59064.2656 | 13288.27 | 824 | 3662.5501
|  | 3 | 124.0399 | 8 | VCP | MH-481 | MH-480 | 8 | Yes | 1960 | 16343.8279 | 4470.1068 | 4563.234 | 0 | 25377.1687 | 13288.27 | 824 | 1573.6275
|  | 4 | 233.115 | 8 | VCP | MH-463 | MH-462 | 8.825 | Yes | 1960 | 32133.5149 | 9267.2637 | 8575.9381 | 0 | 49976.7167 | 13288.27 | 824 | 3099.0351
|  | 5 | 807.4783 | 8 | VCP | MH-421 | MH-420 | 8 | Yes | 1960 | 106395.5318 | 29099.6326 | 29705.875 | 0 | 165201.0393 | 13288.27 | 824 | 10244.0465
|  | 6 | 144.0555 | 8 | VCP | MH-458 | MH-457 | 8 | Yes | 1960 | 18981.1402 | 5191.423 | 5299.5776 | 0 | 29472.1408 | 13288.27 | 824 | 1827.555
|  | 7 | 159.5396 | 8 | VCP | MH-394 | MH-390 | 9.48 | Yes | 1960 | 21991.5864 | 6813.0797 | 5869.2142 | 0 | 34673.8803 | 13288.27 | 824 | 2150.1126
|  | 8 | 277.2133 | 8 | VCP | MH-388 | MH-387 | 6.225 | Yes | 1960 | 36526.3818 | 7773.5633 | 10198.249 | 0 | 54498.1941 | 13288.27 | 824 | 3379.41
|  | 9 | 413.4025 | 8 | VCP | MH-387 | MH-386 | 7.72 | Yes | 1960 | 54471.0397 | 14376.63 | 15208.4384 | 0 | 84056.1082 | 13288.27 | 824 | 5212.2837
|  | 10 | 67.7144 | 8 | VCP | MH-386 | MH-385 | 11.765 | Yes | 1960 | 9334.0275 | 3588.72 | 2491.1075 | 0 | 15413.855 | 13288.27 | 824 | 955.8066
|  | 11 | 338.8037 | 8 | VCP | MH-385 | MH-389 | 10.27 | Yes | 1960 | 46702.0868 | 15674.1971 | 12464.0646 | 0 | 74840.3485 | 13288.27 | 824 | 4640.8183
|  | 12 | 153.2243 | 8 | VCP | MH-390 | MH-389 | 8 | Yes | 1960 | 20189.2559 | 5521.8478 | 5636.8863 | 0 | 31347.9899 | 13288.27 | 824 | 1943.8756
|  | 13 | 149.915 | 6 | VCP | MH-391 | MH-390 | 6.325 | Yes | 1960 | 18993.4667 | 4004.4559 | 5318.1707 | 0 | 28316.0932 | 13288.27 | 824 | 1755.869
|  | 14 | 152.3451 | 6 | VCP | MH-392 | MH-391 | 5.55 | Yes | 1960 | 19301.3539 | 3570.7505 | 5404.3791 | 0 | 28276.4835 | 13288.27 | 824 | 1753.4128
|  | 15 | 185.0968 | 6 | VCP | MH-393 | MH-392 | 7.225 | Yes | 1960 | 23450.8218 | 5647.7396 | 6566.2301 | 0 | 35664.7914 | 13288.27 | 824 | 2211.5586
|  | 16 | 293.9377 | 10 | PVC | MH-385 | MH-383 | 7.995 | Yes | 1990 | 44092.6468 | 11247.8455 | 11199.7088 | 0 | 66540.2011 | 13288.27 | 4732 | 23695.2012
|  | 17 | 294.9853 | 8 | VCP | MH-384 | MH-383 | 5.725 | Yes | 1960 | 38868.0708 | 7607.5113 | 10852.0539 | 0 | 57327.636 | 13288.27 | 824 | 3554.8625
|  | 18 | 385.1944 | 10 | VCP | MH-383 | C382A | 5.725 | Yes | 1960 | 57781.7702 | 10554.8251 | 14676.801 | 0 | 83013.3963 | 13288.27 | 824 | 5147.6256
|  | 19 | 147.6596 | 10 | VCP | Y382 | MH-381 | 6.705 | Yes | 1960 | 22149.938 | 4738.665 | 5626.1729 | 0 | 32514.7759 | 13288.27 | 824 | 2016.2275
|  | 20 | 126.1303 | 10 | VCP | MH-381 | MH-380 | 6.395 | Yes | 1960 | 18920.4034 | 3860.6075 | 4805.8582 | 0 | 27586.8691 | 13288.27 | 824 | 1710.6501
|  | 21 | 180.5994 | 8 | VCP | MH-396 | MH-395 | 6.485 | Yes | 1960 | 23796.2651 | 5275.8557 | 6643.9715 | 0 | 35716.0923 | 13288.27 | 824 | 2214.7398
|  | 22 | 94.9332 | 8 | VCP | MH-394A | MH-394 | 9.48 | Yes | 1960 | 13085.9845 | 4054.0893 | 3492.4468 | 0 | 20632.5206 | 13288.27 | 824 | 1279.4139
|  | 23 | 311.7332 | 8 | VCP | MH-404 | MH-403 | 10.825 | Yes | 1960 | 42970.579 | 15201.1934 | 11468.1828 | 0 | 69639.9552 | 13288.27 | 824 | 4318.3442
|  | 24 | 303.0187 | 8 | VCP | MH-403 | <Null> | 10.825 | Yes | 1960 | 41769.3277 | 14776.2409 | 11147.5875 | 0 | 67693.1561 | 13288.27 | 824 | 4197.624
|  | 25 | 308.3709 | 12 | VCP | MH-402 | MH-401 | 10.205 | Yes | 1960 | 52196.2227 | 15947.9776 | 12154.809 | 0 | 80299.0093 | 13288.27 | 824 | 4979.3076
|  | 26 | 564.3383 | 8 | VCP | LH-406 | MH-400 | 8.635 | Yes | 1960 | 77790.6908 | 21951.7195 | 20761.1321 | 0 | 120503.5424 | 13288.27 | 824 | 7472.3737
|  | 27 | 404.5794 | 12 | VCP | MH-401 | MH-400 | 7.425 | Yes | 1960 | 66020.5113 | 15223.6738 | 15946.9834 | 0 | 97191.1685 | 13288.27 | 824 | 6026.7832
|  | 28 | 247.1616 | 10 | VCP | MH-380 | MH-379 | 8.785 | Yes | 1960 | 41585.1484 | 10392.4598 | 9417.431 | 0 | 61395.0392 | 13288.27 | 824 | 3807.0804
|  | 29 | 364.9365 | 10 | VCP | MH-379 | MH-378 | 10.655 | Yes | 1960 | 61400.8717 | 18610.8549 | 13904.9274 | 0 | 93916.654 | 13288.27 | 824 | 5823.732
|  | 30 | 351.8519 | 10 | VCP | MH-378 | MH-377 | 8.04 | Yes | 1960 | 59199.3868 | 13539.7794 | 13406.3761 | 0 | 86145.5424 | 13288.27 | 824 | 5341.8486
|  | 31 | 78.833 | 8 | PVC | MH-P2-4 | MH-P2-3 | 7.215 | No | 1997-06-01 | 10387.2492 | 0 | 0 | 1331.6986 | 11718.9478 | 13288.27 | 5860 | 5167.9439
|  | 32 | 317.1082 | 8 | PVC | MH-P2-3 | MH-P2-2 | 6.955 | No | 1997-06-01 | 41783.0385 | 0 | 0 | 5356.7998 | 47139.8383 | 13288.27 | 5860 | 20788.2179
|  | 33 | 351.8417 | 8 | PVC | MH-P2-2 | MH-P2-1 | 9.14 | No | 1997-06-01 | 48499.2911 | 0 | 0 | 5943.5406 | 54442.8316 | 13288.27 | 5860 | 24008.7681
|  | 34 | 11.8129 | 8 | PVC | MH-P2-1 | PUMP STATION-PS-2 | 9.19 | No | 1997-06-01 | 1628.3337 | 0 | 0 | 199.5507 | 1827.8844 | 13288.27 | 5860 | 806.0795
|  | 35 | 135.922 | 8 | VCP | MH-411 | MH-40 | 6.675 | Yes | 1960 | 17909.457 | 4087.0299 | 5000.3612 | 0 | 26996.8482 | 13288.27 | 824 | 1674.0631
|  | 36 | 234.6833 | 8 | VCP | MH-410 | MH-409 | 5.485 | Yes | 1960 | 30922.5105 | 5798.6315 | 8633.6354 | 0 | 45354.7774 | 13288.27 | 824 | 2812.4306
|  | 37 | 186.0916 | 8 | VCP | MH-409 | MH-408 | 5.415 | Yes | 1960 | 24519.9313 | 4539.3309 | 6846.0207 | 0 | 35905.2828 | 13288.27 | 824 | 2226.4714
|  | 38 | 441.8705 | 8 | VCP | MH-408 | MH-408 | 7.02 | Yes | 1960 | 58222.0619 | 13973.2949 | 16255.7324 | 0 | 88451.0892 | 13288.27 | 824 | 5484.8146
|  | 39 | 300.4529 | 8 | VCP | MH-412 | MH-407 | 6.835 | Yes | 1960 | 39588.4925 | 9250.8494 | 11053.1973 | 0 | 59892.5393 | 13288.27 | 824 | 3713.911
|  | 40 | 422.6197 | 8 | VCP | MH-420 | MH-419 | 8 | Yes | 1960 | 55685.5151 | 15230.2264 | 15547.5227 | 0 | 86463.2643 | 13288.27 | 824 | 5361.5504
|  | 41 | 325.2198 | 8 | VCP | MH-419 | MH-418 | 6.595 | Yes | 1960 | 42851.843 | 9661.8087 | 11964.3322 | 0 | 64477.9839 | 13288.27 | 824 | 3998.2525
|  | 42 | 108.6309 | 8 | VCP | MH-418 | MH-416 | 4.795 | Yes | 1960 | 14313.5038 | 2346.4359 | 3996.3629 | 0 | 20656.3027 | 13288.27 | 824 | 1280.8886
|  | 43 | 193.8214 | 8 | VCP | MH-416 | MH-412A | 6.2 | Yes | 1960 | 25538.4391 | 5413.276 | 7130.3904 | 0 | 38082.1055 | 13288.27 | 824 | 2361.4553
|  | 44 | 142.9479 | 8 | VCP | MH-412A | MH-443 | 8 | Yes | 1960 | 18835.209 | 5151.5101 | 5258.8333 | 0 | 29245.5524 | 13288.27 | 824 | 1813.5043
|  | 45 | 308.5002 | 8 | VCP | MH-407 | MH-397 | 7.865 | Yes | 1960 | 40648.8283 | 10930.0183 | 11349.2455 | 0 | 62928.0921 | 13288.27 | 824 | 3902.1444
|  | 46 | 305.0979 | 8 | VCP | MH-397 | mh-376 | 8 | Yes | 1960 | 40200.5256 | 10995.0155 | 11224.0784 | 0 | 62419.6195 | 13288.27 | 824 | 3870.6142
|  | 47 | 182.3764 | 10 | VCP | MH-444 | MH-443 | 8 | Yes | 1960 | 27357.7021 | 6983.1972 | 6948.9659 | 0 | 41289.8653 | 13288.27 | 824 | 2560.3671
|  | 48 | 296.7005 | 10 | VCP | MH-443 | MH-442 | 8 | Yes | 1960 | 44507.0812 | 11360.6664 | 11304.9768 | 0 | 67172.7244 | 13288.27 | 824 | 4165.3522
|  | 49 | 297.4207 | 10 | VCP | MH-442 | MH-441 | 8 | Yes | 1960 | 44615.1179 | 11388.2433 | 11332.4186 | 0 | 67335.7797 | 13288.27 | 824 | 4175.4632
|  | 50 | 308.8216 | 10 | VCP | MH-441 | MH-440 | 9.58 | Yes | 1960 | 51959.4982 | 14160.1805 | 11766.8208 | 0 | 77886.4995 | 13288.27 | 824 | 4829.7089
|  | 51 | 204.2102 | 12 | VCP | MH-400 | MH-399 | 8.015 | Yes | 1960 | 34565.5138 | 8294.6884 | 8049.1882 | 0 | 50909.3903 | 13288.27 | 824 | 3156.8698
|  | 52 | 457.4059 | 12 | VCP | MH-399 | MH-398 | 7.27 | Yes | 1960 | 74640.8986 | 16852.1532 | 18029.2026 | 0 | 109522.2544 | 13288.27 | 824 | 6791.4287
|  | 53 | 396.0487 | 12 | VCP | MH-398 | MH-397 | 7.89 | Yes | 1960 | 64628.4432 | 15835.9757 | 15610.7351 | 0 | 96075.1539 | 13288.27 | 824 | 5957.5796
|  | 54 | 202.2542 | 8 | VCP | MH-434 | <Null> | 6.465 | Yes | 1960 | 26649.5568 | 5890.2354 | 7440.617 | 0 | 39980.4092 | 13288.27 | 824 | 2479.1683
|  | 55 | 198.7554 | 8 | VCP | MH-434A | <Null> | 6.76 | Yes | 1960 | 26188.5531 | 6052.4656 | 7311.9037 | 0 | 39552.9224 | 13288.27 | 824 | 2452.66
|  | 56 | 199.0413 | 10 | VCP | MH-436 | MH-435 | 10.535 | Yes | 1960 | 33488.8613 | 10036.2912 | 7583.9344 | 0 | 51109.0869 | 13288.27 | 824 | 3169.2529
|  | 57 | 260.4552 | 10 | VCP | MH-455 | MH-433 | 6.48 | Yes | 1960 | 39070.0464 | 8077.9961 | 9923.9482 | 0 | 57071.9907 | 13288.27 | 824 | 3539.01
|  | 58 | 38.9771 | 10 | VCP | MH-433 | MH-432 | 7.84 | Yes | 1960 | 5846.8262 | 1462.5844 | 1485.1173 | 0 | 8794.5279 | 13288.27 | 824 | 545.345
|  | 59 | 265.6338 | 10 | VCP | MH-432 | MH-431 | 8.515 | Yes | 1960 | 44693.1135 | 10825.8896 | 10121.2651 | 0 | 65640.2682 | 13288.27 | 824 | 4070.3253
|  | 60 | 328.1089 | 8 | VCP | MH-430 | MH-429 | 6.63 | Yes | 1960 | 43232.5212 | 9799.3715 | 12070.6184 | 0 | 65102.5111 | 13288.27 | 824 | 4036.9792
|  | 61 | 139.4426 | 10 | VCP | MH-431 | MH-429 | 7.305 | Yes | 1960 | 20917.3396 | 4875.4126 | 5313.088 | 0 | 31105.8402 | 13288.27 | 824 | 1928.86
|  | 62 | 520.5392 | 10 | VCP | MH-429 | MH-428 | 4.195 | Yes | 1960 | 78084.407 | 10451.5568 | 19833.752 | 0 | 108369.7158 | 13288.27 | 824 | 6719.9602
|  | 63 | 147.0579 | 10 | VCP | MH-428 | MH-427A | 3.275 | No | 1960 | 22059.6786 | 0 | 0 | 2484.198 | 24543.8767 | 13288.27 | 824 | 1521.9554
|  | 64 | 191.7806 | 10 | TRUSS | MH-427A | MH-427 | 6.055 | No | 1960 | 28768.3972 | 0 | 0 | 3239.6844 | 32008.0815 | 13288.27 | 824 | 1984.8076
|  | 65 | 382.2776 | 20 | VCP | MH-437 | MH-427 | 7.39 | Yes | 1960 | 101514.7848 | 17498.1697 | 17076.9853 | 0 | 136089.9398 | 13288.27 | 824 | 8438.8796
|  | 66 | 493.6249 | 10 | VCP | MH-377 | mh-378 | 8.04 | Yes | 1960 | 83052.8035 | 18995.4103 | 18808.2543 | 0 | 120856.4681 | 13288.27 | 824 | 7494.2584
|  | 67 | 44.1143 | 20 | VCP | MH-376 | MH-440 | 9.58 | Yes | 1960 | 13324.3091 | 2617.6653 | 1970.6597 | 0 | 17912.6341 | 13288.27 | 824 | 1110.7549
|  | 68 | 257.7667 | 20 | VCP | MH-440 | MH-439 | 9.58 | Yes | 1960 | 77856.0264 | 15295.4289 | 11514.8734 | 0 | 104666.3287 | 13288.27 | 824 | 6490.3148
|  | 69 | 153.7533 | 8 | VCP | MH-446 | MH-445 | 10.18 | Yes | 1960 | 21193.9829 | 7050.8087 | 5656.3462 | 0 | 33901.1378 | 13288.27 | 824 | 2102.1952
|  | 70 | 308.2293 | 8 | VCP | MH-445 | MH-439 | 11.295 | Yes | 1960 | 42487.5866 | 15682.918 | 11339.2796 | 0 | 69509.7842 | 13288.27 | 824 | 4310.2723
|  | 71 | 309.6515 | 10 | VCP | MH-438 | <Null> | 8.085 | Yes | 1960 | 52099.1318 | 11982.5388 | 11798.4424 | 0 | 75880.113 | 13288.27 | 824 | 4705.2937
|  | 72 | 155.7897 | 20 | VCP | MH-439 | <Null> | 8 | Yes | 1960 | 41370.3522 | 7719.6586 | 6959.3892 | 0 | 56049.4 | 13288.27 | 824 | 3475.5996
|  | 73 | 100.883 | 6 | VCP | MH-415 | MH-414 | 5.425 | No | 1960 | 12781.3601 | 0 | 0 | 1704.1813 | 14485.5414 | 13288.27 | 824 | 898.2423
|  | 74 | 200.8431 | 8 | VCP | MH-414 | MH-413 | 7.265 | Yes | 1960 | 26463.6366 | 6572.934 | 7388.7077 | 0 | 40425.2783 | 13288.27 | 824 | 2506.7544
|  | 75 | 419.9808 | 8 | VCP | MH-413 | MH-412 | 6.655 | Yes | 1960 | 55337.8176 | 12590.5359 | 15450.4448 | 0 | 83378.7983 | 13288.27 | 824 | 5170.284
|  | 76 | 284.6689 | 8 | VCP | MH-417 | MH-416 | 6.57 | Yes | 1960 | 37508.7468 | 8425.0416 | 10472.5276 | 0 | 56406.3159 | 13288.27 | 824 | 3497.7318
|  | 77 | 357.1341 | 8 | Unknown | MH-455 | MH-454 | 5.465 | Yes | 1960 | 47056.9618 | 8792.0101 | 13138.411 | 0 | 68987.3829 | 13288.27 | 824 | 4277.8784
|  | 78 | 292.9042 | 8 | Unknown | MH-454 | MH-452 | 6.62 | Yes | 1960 | 38593.8558 | 8734.7462 | 10775.4925 | 0 | 58104.0945 | 13288.27 | 824 | 3603.0103
|  | 79 | 138.7008 | 8 | VCP | MH-453 | MH-452 | 7.385 | Yes | 1960 | 18275.5964 | 4614.1976 | 5102.5882 | 0 | 27992.3821 | 13288.27 | 824 | 1735.7958
|  | 80 | 246.9677 | 8 | Unknown | MH-452 | MH-451 | 7.635 | Yes | 1960 | 32541.1311 | 8494.0696 | 9085.558 | 0 | 50120.7586 | 13288.27 | 824 | 3107.967
|  | 81 | 400.8991 | 8 | VCP | MH-449 | <Null> | 8 | Yes | 1960 | 52823.5537 | 14447.4677 | 14748.4566 | 0 | 82019.478 | 13288.27 | 824 | 5085.9931
|  | 82 | 307.3434 | 10 | VCP | MH-448 | MH-447 | 7.495 | Yes | 1960 | 46103.5884 | 11025.3167 | 11710.4961 | 0 | 68839.4011 | 13288.27 | 824 | 4268.7021
|  | 83 | 44.7866 | 8 | VCP | MH-450 | MH-448 | 8.045 | Yes | 1960 | 6173.5701 | 1623.084 | 1647.6304 | 0 | 9444.2845 | 13288.27 | 824 | 585.6361
|  | 84 | 291.8044 | 8 | VCP | MH-451 | MH-450 | 7.975 | Yes | 1960 | 38448.9437 | 10483.0881 | 10735.0327 | 0 | 59667.0645 | 13288.27 | 824 | 3699.9294
|  | 85 | 275.0715 | 10 | VCP | MH-445 | <Null> | 11.295 | Yes | 1960 | 46281.0227 | 14870.5665 | 10480.8652 | 0 | 71632.4544 | 13288.27 | 824 | 4441.8982
|  | 86 | 473.5753 | 8 | VCP | MH-459 | MH-450 | 7.93 | Yes | 1960 | 62399.5663 | 16917.2158 | 17422.1011 | 0 | 96738.8833 | 13288.27 | 824 | 5998.7372
|  | 87 | 224.5905 | 8 | VCP | MH-460 | MH-459 | 7.955 | Yes | 1960 | 29592.6566 | 8048.1909 | 8262.3372 | 0 | 45903.1846 | 13288.27 | 824 | 2846.4371
|  | 88 | 249.6978 | 8 | VCP | MH-462 | MH-460 | 8.825 | Yes | 1960 | 34419.3615 | 9926.4989 | 9185.9952 | 0 | 53531.8556 | 13288.27 | 824 | 3319.4877
|  | 89 | 277.3542 | 8 | VCP | MH-464 | MH-437 | 8.44 | Yes | 1960 | 38231.6308 | 10544.9335 | 10203.4309 | 0 | 58979.9952 | 13288.27 | 824 | 3657.3245
|  | 90 | 140.613 | 8 | VCP | MH-465 | MH-464 | 8.765 | Yes | 1960 | 19382.6736 | 5551.9325 | 5172.9358 | 0 | 30107.5419 | 13288.27 | 824 | 1866.9559
|  | 91 | 248.0723 | 8 | VCP | MH-468 | MH-465 | 7.245 | Yes | 1960 | 32686.6839 | 8096.2402 | 9126.1967 | 0 | 49909.1208 | 13288.27 | 824 | 3094.8435
|  | 92 | 212.4893 | 8 | VCP | MH-467 | MH-468 | 8 | Yes | 1960 | 27998.1652 | 7657.6178 | 7817.1515 | 0 | 43472.9346 | 13288.27 | 824 | 2695.7383
|  | 93 | 203.9308 | 8 | VCP | MH-468 | MH-466 | 7.305 | Yes | 1960 | 26870.474 | 6710.7286 | 7502.2976 | 0 | 41083.5003 | 13288.27 | 824 | 2547.5705
|  | 94 | 231.3149 | 8 | VCP | MH-469 | MH-468 | 7.875 | Yes | 1960 | 30478.6834 | 8205.7994 | 8509.7179 | 0 | 47194.2006 | 13288.27 | 824 | 2926.4924
|  | 95 | 306.7057 | 8 | VCP | MH-480 | MH-479-DNF | 8 | Yes | 1960 | 40412.3725 | 11052.9566 | 11283.2265 | 0 | 62748.5556 | 13288.27 | 824 | 3891.0114
|  | 96 | 319.3052 | 8 | VCP | MH-479-DNF | MH-477 | 10.575 | Yes | 1960 | 44014.329 | 15210.8343 | 11746.7436 | 0 | 70971.9069 | 13288.27 | 824 | 4400.9379
|  | 97 | 368.2934 | 8 | VCP | MH-478 | <Null> | 8 | Yes | 1960 | 48527.336 | 13272.4338 | 13548.9428 | 0 | 75348.7125 | 13288.27 | 824 | 4672.3418
|  | 98 | 309.5837 | 10 | VCP | MH-477 | MH-476 | 10.575 | Yes | 1960 | 52087.7222 | 15669.4616 | 11795.8586 | 0 | 79553.0424 | 13288.27 | 824 | 4933.0505
|  | 99 | 32.4522 | 12 | TRUSS | MH-475 | MH-474 | 8 | Yes | 1960 | 5295.6507 | 1315.6896 | 1279.1427 | 0 | 7890.483 | 13288.27 | 824 | 489.2855
|  | 100 | 161.0615 | 8 | VCP | MH-461 | MH-460 | 8 | Yes | 1960 | 21221.9043 | 5804.2815 | 5925.204 | 0 | 32951.3898 | 13288.27 | 824 | 2043.3017
|  | 101 | 312.02 | 12 | TRUSS | MH-474 | MH-472A | 9.065 | Yes | 1960 | 52813.8822 | 14334.0671 | 12298.6419 | 0 | 79446.5913 | 13288.27 | 824 | 4926.4495
|  | 102 | 496.4664 | 10 | VCP | MH-475 | MH-473A | 8 | Yes | 1960 | 74473.3223 | 19009.7069 | 18916.522 | 0 | 112399.5512 | 13288.27 | 824 | 6969.8486
|  | 103 | 69.0709 | 10 | VCP | MH-473A | MH-473 | 7.835 | Yes | 1960 | 10361.1016 | 2590.1782 | 2631.7613 | 0 | 15583.041 | 13288.27 | 824 | 966.2978
|  | 104 | 96.6934 | 10 | VCP | MH-426 | MH-473 | 7.665 | Yes | 1960 | 14504.6619 | 3547.3535 | 3684.2422 | 0 | 21736.2576 | 13288.27 | 824 | 1347.8561
|  | 105 | 182.39 | 20 | VCP | MH-427 | MH-426 | 8.175 | Yes | 1960 | 55089.2101 | 9235.4534 | 8147.6709 | 0 | 72472.3344 | 13288.27 | 824 | 4493.9788
|  | 106 | 154.0874 | 12 | TRUSS | MH-472 | MH-472A | 9.97 | Yes | 1960 | 26081.5064 | 7785.4078 | 6073.5378 | 0 | 39940.4519 | 13288.27 | 824 | 2476.6905
|  | 107 | 157.299 | 12 | TRUSS | MH-472 | MH-471 | 10.045 | Yes | 1960 | 26625.1234 | 8007.466 | 6200.1285 | 0 | 40832.718 | 13288.27 | 824 | 2532.0196
|  | 108 | 176.1596 | 12 | TRUSS | MH-471 | MH-470A | 9.33 | Yes | 1960 | 29817.5545 | 8329.275 | 6943.5423 | 0 | 45090.3718 | 13288.27 | 824 | 2796.0349
|  | 109 | 205.4841 | 15 | VCP | MH-426 | MH-425 | 7.83 | Yes | 1960 | 40196.1682 | 8833.2642 | 8504.3707 | 0 | 57533.803 | 13288.27 | 824 | 3567.6468
|  | 110 | 27.4991 | 15 | VCP | MH-425 | MH-470 | 8.245 | Yes | 1960 | 5936.7387 | 1244.7757 | 1138.1072 | 0 | 8319.6216 | 13288.27 | 824 | 515.8962
|  | 111 | 25.673 | 12 | TRUSS | MH-470A | MH-470 | 8.435 | Yes | 1960 | 4345.5185 | 1097.4386 | 1011.9305 | 0 | 6454.8876 | 13288.27 | 824 | 400.2648
|  | 112 | 23.7452 | 15 | VCP | MH-470 | Syphon In Chamber | 8.245 | No | 1960 | 5126.2989 | 0 | 0 | 401.1189 | 5527.4178 | 13288.27 | 824 | 342.7528
|  | 113 | 274.7901 | 6 | Unknown | Syphon In Chamber | Syphon Out Chamber | 8 | No | 1960 | 34814.5161 | 0 | 0 | 4641.9355 | 39456.4516 | 13288.27 | 824 | 2446.6779
|  | 114 | 274.79 | 10 | Unknown | Syphon In Chamber | Syphon Out Chamber | 8 | No | 1960 | 41220.371 | 0 | 0 | 4641.9337 | 45862.3047 | 13288.27 | 824 | 2843.9021
|  | 115 | 143.805 | 8 | VCP | MH-487 | MH-486 | 7.805 | Yes | 1960 | 18948.1408 | 5056.0765 | 5290.3641 | 0 | 29294.5814 | 13288.27 | 824 | 1816.5446
|  | 116 | 179.1623 | 8 | VCP | MH-485 | MH-484 | 8 | Yes | 1960 | 23606.9061 | 6456.5897 | 6591.102 | 0 | 36654.5979 | 13288.27 | 824 | 2272.9361
|  | 117 | 311.6833 | 8 | VCP | MH-488 | MH-489 | 7.3 | Yes | 1960 | 41068.2415 | 10249.5098 | 11466.3466 | 0 | 62784.0979 | 13288.27 | 824 | 3893.2153
|  | 118 | 67.9144 | 8 | VCP | MH-489A | <Null> | 7.685 | Yes | 1960 | 8948.5853 | 2351.107 | 2498.4654 | 0 | 13798.1577 | 13288.27 | 824 | 855.6179
|  | 119 | 343.022 | 10 | VCP | MH-483 | MH-477 | 10.575 | Yes | 1960 | 57713.742 | 17361.9277 | 13069.9349 | 0 | 88145.6046 | 13288.27 | 824 | 5465.8716
|  | 120 | 279.4389 | 8 | VCP | MH-484 | MH-483 | 8 | Yes | 1960 | 36819.6283 | 10070.3257 | 10280.1241 | 0 | 57170.0781 | 13288.27 | 824 | 3545.0924
|  | 121 | 318.3779 | 10 | VCP | MH-496 | MH-483 | 8 | Yes | 1960 | 47758.8504 | 12190.6976 | 12130.9392 | 0 | 72080.4872 | 13288.27 | 824 | 4469.6805
|  | 122 | 398.3425 | 8 | VCP | MH-494 | MH-496 | 8 | Yes | 1960 | 52486.686 | 14355.3329 | 14654.4024 | 0 | 81496.4212 | 13288.27 | 824 | 5053.5586
|  | 123 | 253.6339 | 8 | VCP | MH-495 | MH-494 | 8 | Yes | 1960 | 33419.4881 | 9140.3728 | 9330.7972 | 0 | 51890.6581 | 13288.27 | 824 | 3217.7178
|  | 124 | 228.7489 | 8 | VCP | MH-488 | MH-489 | 7.3 | Yes | 1960 | 30140.5801 | 7522.2644 | 8415.3187 | 0 | 46078.1632 | 13288.27 | 824 | 2857.2874
|  | 125 | 150.1922 | 8 | PVC | MH-P1-7 | MH-P1-6 | 9.515 | No | 1997-06-01 | 20703.1054 | 0 | 0 | 2537.1453 | 23240.2507 | 13288.27 | 5860 | 10248.7283
|  | 126 | 168.2558 | 8 | PVC | MH-P1-6 | MH-P1-5 | 9.97 | No | 1997-06-01 | 23193.0715 | 0 | 0 | 2842.2882 | 26035.3597 | 13288.27 | 5860 | 11481.3447
|  | 127 | 13.5987 | 8 | Unknown | MH-P1-5 | BARRET PS | 9.37 | No | 1997-06-01 | 1874.4987 | 0 | 0 | 229.718 | 2104.2167 | 13288.27 | 5860 | 927.9394
|  | 129 | 346.1467 | 10 | VCP | MH-492 | MH-494 | 6.5 | Yes | 1960 | 51924.3513 | 10768.8454 | 13188.9931 | 0 | 75882.1899 | 13288.27 | 824 | 4705.4225
|  | 130 | 149.2189 | 8 | VCP | MH-493 | MH-492 | 6.5 | Yes | 1960 | 19661.4882 | 4369.2196 | 5489.5323 | 0 | 29520.2401 | 13288.27 | 824 | 1830.5376
|  | 131 | 238.7397 | 30 | RCP | MH-11 | MH-10A | 9.8 | No | 1960 | 120262.5179 | 0 | 0 | 4032.9483 | 124295.4662 | 13288.27 | 824 | 7707.5093
|  | 132 | 156.4924 | 30 | RCP | MH-10A | MH-10 | 8.99 | No | 1960 | 78831.333 | 0 | 0 | 2643.5725 | 81474.9055 | 13288.27 | 824 | 5052.2244
|  | 133 | 49.9942 | 15 | PVC | MH-R14 | MH-R13 | 9.16 | No | 1985-10-01 | 10793.1563 | 0 | 0 | 844.5349 | 11637.6913 | 13288.27 | 4195 | 3673.9256
|  | 134 | 231.9908 | 18 | VCP | MH-R13 | MH-R12 | 9.025 | No | 1985-10-01 | 58548.9708 | 0 | 0 | 3918.9405 | 62467.9112 | 13288.27 | 4195 | 19720.6173
|  | 135 | 403.2364 | 18 | VCP | MH-R12 | MH-R11 | 10.03 | No | 1985-10-01 | 101767.2931 | 0 | 0 | 6811.7331 | 108579.0262 | 13288.27 | 4195 | 34277.5256
|  | 136 | 473.2974 | 30 | RCP | MH-10 | DIVERSION CHAMBER | 8 | No | 1960 | 228344.342 | 0 | 0 | 7995.2501 | 236339.592 | 13288.27 | 824 | 14655.3181
|  | 137 | 16.603 | 18 | VCP | MH-R11 | DIVERSION CHAMBER | 9.54 | No | 1985-10-01 | 4190.2044 | 0 | 0 | 280.4688 | 4470.6732 | 13288.27 | 4195 | 1411.3556
|  | 138 | 21.2071 | 8 | RCP | DIVERSION CHAMBER | MH-9 | 10.745 | No | 1960 | 2923.2775 | 0 | 0 | 358.2448 | 3281.5222 | 13288.27 | 824 | 203.4858
|  | 139 | 138.4786 | 30 | RCP | MH-9 | MH-8 | 13.475 | No | 1960 | 82529.5208 | 0 | 0 | 2339.2721 | 84868.793 | 13288.27 | 824 | 5262.6779
|  | 140 | 158.3901 | 30 | PE | DIVERSION CHAMBER | RH-R10 | 8 | No | 1985-10-01 | 76416.0015 | 0 | 0 | 2675.6303 | 79091.6318 | 13288.27 | 4195 | 24968.5922
|  | 141 | 328.1961 | 30 | PE | MH-R10 | MH-R9 | 12.72 | No | 1985-10-01 | 195595.9989 | 0 | 0 | 5544.1043 | 201140.1032 | 13288.27 | 4195 | 63498.3134
|  | 142 | 483.2059 | 30 | RCP | MH-8 | MH-7 | 14.02 | No | 1960 | 287977.6366 | 0 | 0 | 8162.6314 | 296140.2681 | 13288.27 | 824 | 18363.5327
|  | 143 | 322.3798 | 30 | PE | MH-R9 | MH-R8 | 13.14 | No | 1985-10-01 | 192129.6107 | 0 | 0 | 5445.8506 | 197575.4614 | 13288.27 | 4195 | 62372.9846
|  | 144 | 492.2346 | 30 | RCP | MH-7 | MH-6 | 13.055 | No | 1960 | 293358.4805 | 0 | 0 | 8315.1497 | 301673.6302 | 13288.27 | 824 | 18706.6542
|  | 145 | 339.799 | 30 | PE | MH-R8 | MH-R7 | 10.595 | No | 1985-10-01 | 171170.0087 | 0 | 0 | 5740.1076 | 176910.1164 | 13288.27 | 4195 | 55849.1014
|  | 146 | 506.6462 | 30 | RCP | MH-6 | MH-3 | 11.47 | No | 1960 | 255217.4392 | 0 | 0 | 8558.5996 | 263776.0388 | 13288.27 | 824 | 16356.6406
|  | 147 | 343.9046 | 30 | PE | MH-R7 | MH-R4 | 8.915 | No | 1985-10-01 | 173238.1379 | 0 | 0 | 5809.4614 | 179047.5993 | 13288.27 | 4195 | 56523.8875
|  | 148 | 361.9125 | 30 | PE | MH-R4 | MH-R3 | 10.82 | No | 1985-10-01 | 182309.4185 | 0 | 0 | 6113.6626 | 188423.0811 | 13288.27 | 4195 | 59483.6518
|  | 149 | 503.976 | 30 | RCP | MH-3 | MH-5 | 10.99 | No | 1960 | 253872.3705 | 0 | 0 | 8513.4933 | 262385.8638 | 13288.27 | 824 | 16270.4364
|  | 150 | 403.2986 | 30 | PE | MH-R3 | MH-R6 | 12.53 | No | 1985-10-01 | 240355.0266 | 0 | 0 | 6812.7842 | 247167.8108 | 13288.27 | 4195 | 78028.8906
|  | 151 | 497.0371 | 30 | RCP | MH-5 | MH-4 | 11.02 | No | 1960 | 250376.9835 | 0 | 0 | 8396.2771 | 258773.2606 | 13288.27 | 824 | 16046.4204
|  | 152 | 364.0458 | 30 | PE | MH-R6 | MH-R5 | 10.57 | No | 1985-10-01 | 183384.0746 | 0 | 0 | 6149.7007 | 189533.7753 | 13288.27 | 4195 | 59834.289
|  | 153 | 381.5098 | 30 | PE | MH-R5 | MH-R2 | 10.705 | No | 1985-10-01 | 192181.356 | 0 | 0 | 6444.7135 | 198626.0694 | 13288.27 | 4195 | 62704.6531
|  | 154 | 444.46 | 30 | RCP | MH-4 | MH-2 | 11.995 | No | 1960 | 223891.8581 | 0 | 0 | 7508.1106 | 231399.9687 | 13288.27 | 824 | 14349.0141
|  | 155 | 377.4715 | 30 | PE | MH-R2 | MH-R1 | 11.735 | No | 1985-10-01 | 190147.1007 | 0 | 0 | 6376.4957 | 196523.5964 | 13288.27 | 4195 | 62040.9193
|  | 156 | 315.211 | 30 | RCP | MH-2 | MH-1 | 10.26 | No | 1960 | 158784.0696 | 0 | 0 | 5324.7508 | 164108.8205 | 13288.27 | 824 | 10176.3185
|  | 157 | 143.1188 | 12 | VCP | MH-20 | MH-19 | 8.485 | Yes | 1960 | 24224.9265 | 6154.1467 | 5641.2004 | 0 | 36020.2737 | 13288.27 | 824 | 2233.6019
|  | 158 | 129.3776 | 12 | VCP | MH-19 | MH-18 | 8.285 | Yes | 1960 | 21899.0254 | 5432.1385 | 5099.5734 | 0 | 32430.7374 | 13288.27 | 824 | 2011.0163
|  | 159 | 185.788 | 12 | VCP | MH-18 | MH-17 | 8.645 | Yes | 1960 | 31447.3037 | 8139.5791 | 7323.0581 | 0 | 46909.9409 | 13288.27 | 824 | 2908.8656
|  | 160 | 290.5457 | 15 | VCP | MH-17 | MH-15 | 10.165 | Yes | 1960 | 62725.3652 | 16214.4824 | 12024.8157 | 0 | 90964.6632 | 13288.27 | 824 | 5640.6803
|  | 161 | 282.2543 | 6 | VCP | MH-16 | MH-15 | 8.145 | Yes | 1960 | 37190.5982 | 9708.8917 | 10012.8534 | 0 | 56912.3433 | 13288.27 | 824 | 3529.1103
|  | 162 | 195.8872 | 15 | VCP | MH-15 | MH-14 | 12.78 | Yes | 1960 | 57577.5709 | 13744.1633 | 8107.1867 | 0 | 79428.9208 | 13288.27 | 824 | 4925.3538
|  | 163 | 405.7427 | 15 | VCP | MH-14 | MH-13 | 11.92 | Yes | 1960 | 87595.033 | 26552.6728 | 16792.475 | 0 | 130940.1808 | 13288.27 | 824 | 8119.5452
|  | 164 | 342.2526 | 15 | VCP | MH-13 | MH-R14 | 9.84 | No | 1960 | 73888.2829 | 0 | 0 | 5781.5558 | 79669.8386 | 13288.27 | 824 | 4940.293
|  | 165 | 306.1377 | 12 | VCP | MH-30 | MH-29 | 6.215 | No | 1960 | 49956.4827 | 0 | 0 | 5171.4785 | 55127.9612 | 13288.27 | 824 | 3418.4615
|  | 166 | 226.1217 | 12 | VCP | MH-29 | MH-28 | 6.43 | No | 1960 | 36899.2286 | 0 | 0 | 3819.7959 | 40719.0246 | 13288.27 | 824 | 2524.9695
|  | 167 | 344.9794 | 12 | VCP | MH-28 | MH-27 | 6.12 | No | 1960 | 56294.7959 | 0 | 0 | 5827.6186 | 62122.4145 | 13288.27 | 824 | 3852.1846
|  | 168 | 273.8402 | 12 | VCP | MH-27 | MH-26 | 6.5 | No | 1960 | 44686.0865 | 0 | 0 | 4625.8889 | 49311.9754 | 13288.27 | 824 | 3057.8147
|  | 169 | 109.611 | 12 | VCP | MH-26 | MH-25 | 7.515 | No | 1960 | 17886.6595 | 0 | 0 | 1851.6211 | 19738.2806 | 13288.27 | 824 | 1223.9624
|  | 170 | 80.1717 | 12 | VCP | MH-25 | MH-24 | 8.385 | No | 1960 | 13570.2127 | 0 | 0 | 1354.3126 | 14924.5254 | 13288.27 | 824 | 925.4635
|  | 171 | 105.6567 | 12 | VCP | MH-24 | MH-23 | 8.74 | Yes | 1960 | 17883.9114 | 4679.802 | 4164.5835 | 0 | 26728.2968 | 13288.27 | 824 | 1657.4104
|  | 172 | 31.1265 | 12 | VCP | MH-23 | MH-22 | 8.165 | Yes | 1960 | 5268.6115 | 1287.9704 | 1226.8889 | 0 | 7783.4708 | 13288.27 | 824 | 482.6497
|  | 173 | 22.0346 | 12 | VCP | MH-22 | MH-21 | 8.45 | Yes | 1960 | 3729.674 | 943.5852 | 868.5202 | 0 | 5541.7794 | 13288.27 | 824 | 343.6434
|  | 174 | 145.519 | 12 | VCP | MH-21 | MH-20 | 9.075 | Yes | 1960 | 24631.1826 | 6692.4545 | 5735.8043 | 0 | 37059.4414 | 13288.27 | 824 | 2298.0403
|  | 175 | 365.8991 | 8 | VCP | MH-82A | MH-81A | 8.12 | Yes | 1960 | 50437.0275 | 13383.9432 | 13460.8625 | 0 | 77281.8332 | 13288.27 | 824 | 4792.2138
|  | 176 | 241.3292 | 8 | VCP | MH-81A | MH-81 | 7.275 | Yes | 1960 | 31798.1905 | 7908.7807 | 8878.1273 | 0 | 48585.0985 | 13288.27 | 824 | 3012.7414
|  | 177 | 23.7023 | 6 | VCP | MH-81 | MH-80 | 7.005 | Yes | 1960 | 3002.9625 | 701.1917 | 840.8295 | 0 | 4544.9838 | 13288.27 | 824 | 281.8325
|  | 178 | 242.4515 | 10 | VCP | MH-80 | MH-79 | 7.175 | Yes | 1960 | 36369.3749 | 8326.1158 | 9237.9669 | 0 | 53933.4576 | 13288.27 | 824 | 3344.3909
|  | 179 | 77.9931 | 10 | VCP | MH-78 | MH-79 | 6.245 | Yes | 1960 | 11699.4912 | 2331.2246 | 2971.7176 | 0 | 17002.4335 | 13288.27 | 824 | 1054.3137
|  | 180 | 281.2971 | 10 | VCP | MH-78 | MH-77 | 5.48 | Yes | 1960 | 42196.4737 | 7378.0471 | 10718.0733 | 0 | 60292.5941 | 13288.27 | 824 | 3738.7182
|  | 181 | 290.0557 | 10 | VCP | MH-77 | MH-76 | 5.67 | Yes | 1960 | 43510.3273 | 7871.5474 | 11051.7974 | 0 | 62433.6721 | 13288.27 | 824 | 3871.4856
|  | 182 | 359.2201 | 10 | VCP | MH-76 | MH-22 | 7.24 | Yes | 1960 | 53885.4528 | 12447.8632 | 13687.1208 | 0 | 80020.4367 | 13288.27 | 824 | 4962.0334
|  | 183 | 289.1183 | 10 | VCP | MH-22 | MH-75 | 7.27 | Yes | 1960 | 43369.7132 | 10060.178 | 11016.0808 | 0 | 64445.9721 | 13288.27 | 824 | 3996.2675
|  | 184 | 136.5241 | 8 | VCP | MH-83A | MH-83 | 9.705 | Yes | 1960 | 18819.0353 | 5968.5862 | 5022.5094 | 0 | 29810.1309 | 13288.27 | 824 | 1848.5136
|  | 185 | 320.2507 | 8 | VCP | MH-83 | MH-79 | 9.03 | Yes | 1960 | 44144.6558 | 13027.0014 | 11781.5258 | 0 | 68953.1829 | 13288.27 | 824 | 4275.7577
|  | 186 | 166.8048 | 8 | VCP | MH-89 | MH-88 | 7.705 | Yes | 1960 | 21978.6577 | 5789.5917 | 6136.4913 | 0 | 33904.7408 | 13288.27 | 824 | 2102.4186
|  | 187 | 189.3378 | 8 | VCP | MH-68 | MH-67 | 5.585 | Yes | 1960 | 24947.6608 | 4763.5106 | 6965.4438 | 0 | 36676.6152 | 13288.27 | 824 | 2274.3014
|  | 188 | 182.667 | 8 | VCP | MH-67 | MH-85 | 6.325 | Yes | 1960 | 24068.7059 | 5204.6005 | 6720.0375 | 0 | 35993.3439 | 13288.27 | 824 | 2231.932
|  | 189 | 244.1405 | 8 | VCP | MH-85 | MH-84 | 7.73 | Yes | 1960 | 32168.6153 | 8501.3127 | 8981.5507 | 0 | 49651.4787 | 13288.27 | 824 | 3078.8672
|  | 190 | 197.2938 | 8 | VCP | MH-84 | MH-75 | 6.865 | Yes | 1960 | 25995.9634 | 6101.2748 | 7258.1322 | 0 | 39355.3705 | 13288.27 | 824 | 2440.4099
|  | 191 | 231.3702 | 8 | VCP | MH-85 | MH-85 | 8.01 | Yes | 1960 | 31893.0101 | 8348.4644 | 8511.7511 | 0 | 48753.2255 | 13288.27 | 824 | 3023.1669
|  | 192 | 347.6352 | 8 | VCP | MH-90A | MH-90 | 6.545 | Yes | 1960 | 45805.3619 | 10249.4391 | 12788.9614 | 0 | 68843.7624 | 13288.27 | 824 | 4268.9726
|  | 193 | 357.7586 | 8 | VCP | MH-92 | MH-91 | 7.98 | Yes | 1960 | 47139.248 | 12860.5538 | 13161.3855 | 0 | 73161.1873 | 13288.27 | 824 | 4536.6943
|  | 194 | 34.8925 | 8 | VCP | MH-91 | MH-90 | 7.125 | Yes | 1960 | 4597.5284 | 1119.9108 | 1283.6404 | 0 | 7001.0795 | 13288.27 | 824 | 434.134
|  | 195 | 401.3222 | 8 | VCP | MH-90 | MH-74A | 7.125 | Yes | 1960 | 52879.2997 | 12880.8551 | 14764.021 | 0 | 80524.1758 | 13288.27 | 824 | 4993.2701
|  | 196 | 364.5697 | 8 | VCP | MH-75 | MH-76 | 6.25 | Yes | 1960 | 48036.7 | 10264.2521 | 13411.9561 | 0 | 71712.9082 | 13288.27 | 824 | 4446.8871
|  | 197 | 328.0726 | 10 | VCP | MH-73 | MH-72 | 7.85 | Yes | 1960 | 49213.1107 | 12326.3694 | 12500.3272 | 0 | 74039.8073 | 13288.27 | 824 | 4591.1771
|  | 198 | 386.9178 | 8 | VCP | MH-63A | MH-64 | 7.475 | Yes | 1960 | 50981.3458 | 13028.5662 | 14234.1079 | 0 | 78244.0199 | 13288.27 | 824 | 4851.8786
|  | 199 | 161.5205 | 8 | VCP | MH-69 | MH-68 | 7.265 | Yes | 1960 | 21282.3845 | 5286.035 | 5942.0903 | 0 | 32510.5098 | 13288.27 | 824 | 2015.963
|  | 200 | 399.8756 | 8 | VCP | MH-68 | MH-67 | 5.585 | Yes | 1960 | 52688.6926 | 10060.388 | 14710.8031 | 0 | 77459.8836 | 13288.27 | 824 | 4803.2546
|  | 201 | 426.1124 | 8 | VCP | MH-63 | MH-63A | 6.445 | Yes | 1960 | 56145.7279 | 12371.2553 | 15676.0152 | 0 | 84192.9984 | 13288.27 | 824 | 5220.7722
|  | 202 | 220.3931 | 8 | VCP | MH-63 | MH-62 | 7.705 | Yes | 1960 | 29039.5901 | 7649.5741 | 8107.9197 | 0 | 44797.0839 | 13288.27 | 824 | 2777.8482
|  | 203 | 69.7101 | 8 | VCP | MH-62 | MH-12 | 8.68 | Yes | 1960 | 9609.1196 | 2725.7241 | 2564.5254 | 0 | 14899.3691 | 13288.27 | 824 | 923.9036
|  | 204 | 541.6048 | 8 | VCP | MH-66 | MH-67 | 5.075 | Yes | 1960 | 71363.3156 | 12381.8402 | 19924.8004 | 0 | 103669.9562 | 13288.27 | 824 | 6428.5301
|  | 205 | 20.8358 | 8 | VCP | MH-66 | MH-65 | 6.755 | Yes | 1960 | 2745.3869 | 634.0201 | 766.5183 | 0 | 4145.9253 | 13288.27 | 824 | 257.0871
|  | 206 | 359.8189 | 8 | VCP | MH-65 | <Null> | 8 | Yes | 1960 | 47410.7109 | 12967.032 | 13237.1785 | 0 | 73614.9214 | 13288.27 | 824 | 4564.8301
|  | 207 | 406.9999 | 10 | VCP | MH-72 | MH-71 | 7.61 | Yes | 1960 | 61052.7432 | 14824.3119 | 15507.6412 | 0 | 91384.6964 | 13288.27 | 824 | 5666.7264
|  | 208 | 140.2386 | 10 | VCP | MH-71 | MH-70 | 9.605 | Yes | 1960 | 23595.257 | 6447.0407 | 5343.415 | 0 | 35385.7126 | 13288.27 | 824 | 2194.2531
|  | 209 | 6.7355 | 20 | RCP | MH-141 | MH-94 | 9.875 | Yes | 1960 | 2034.4102 | 411.9832 | 300.8884 | 0 | 2747.2818 | 13288.27 | 824 | 170.3578
|  | 210 | 44.3212 | 24 | RCP | MH-94 | MH-280 | 11.95 | Yes | 1960 | 14240.3357 | 3578.8015 | 2096.3691 | 0 | 19915.5062 | 13288.27 | 824 | 1234.9521
|  | 211 | 63.8932 | 24 | RCP | MH-280 | MH-70 | 11.92 | Yes | 1960 | 20528.7857 | 5146.2277 | 3022.1136 | 0 | 28697.1269 | 13288.27 | 824 | 1779.4967
|  | 212 | 125.9136 | 24 | RCP | MH-78 | MH-286 | 7.735 | Yes | 1960 | 39817.7261 | 6580.9853 | 5955.6428 | 0 | 52354.3542 | 13288.27 | 824 | 3246.4714
|  | 213 | 271.4441 | 24 | RCP | MH-286 | MH-285 | 8.815 | No | 1960 | 87214.5223 | 0 | 0 | 4585.4113 | 91799.9336 | 13288.27 | 824 | 5692.475
|  | 214 | 359.3405 | 24 | RCP | MH-285 | <Null> | 8 | No | 1960 | 113634.4346 | 0 | 0 | 6070.2155 | 119704.6502 | 13288.27 | 824 | 7422.8347
|  | 215 | 434.2956 | 30 | RCP | MH-12 | MH-11 | 9.49 | No | 1960 | 218771.6126 | 0 | 0 | 7336.4055 | 226108.0181 | 13288.27 | 824 | 14020.8625
|  | 216 | 264.3355 | 30 | RCP | MH-284 | MH-12 | 9.455 | No | 1960 | 133156.1106 | 0 | 0 | 4465.329 | 137621.4396 | 13288.27 | 824 | 8533.8472
|  | 217 | 169.2171 | 20 | VCP | MH-290 | MH-287A | 6.675 | Yes | 1960 | 44936.0355 | 6996.2434 | 7559.2143 | 0 | 59491.4933 | 13288.27 | 824 | 3689.0423
|  | 218 | 186.6996 | 20 | VCP | MH-287A | MH-287 | 7.325 | Yes | 1960 | 49578.5495 | 8470.7202 | 8340.1857 | 0 | 66389.4554 | 13288.27 | 824 | 4116.782
|  | 219 | 66.3371 | 20 | VCP | MH-287 | MH-286 | 9.03 | Yes | 1960 | 20036.4932 | 3710.3372 | 2963.3889 | 0 | 26710.2192 | 13288.27 | 824 | 1656.2894
|  | 220 | 341.9463 | 8 | VCP | MH-284A-5 | MH-284A-4 | 4.835 | Yes | 1960 | 45055.7717 | 7447.6805 | 12579.6741 | 0 | 65083.1264 | 13288.27 | 824 | 4035.7771
|  | 221 | 345.3388 | 8 | VCP | MH-284A-2 | MH-294A-1 | 6.045 | Yes | 1960 | 45502.7722 | 9403.9063 | 12704.4777 | 0 | 67611.1562 | 13288.27 | 824 | 4192.5392
|  | 222 | 26.4208 | 8 | VCP | MH-284A-4 | MH-284A-1 | 6.22 | Yes | 1960 | 3481.2707 | 740.2907 | 971.9787 | 0 | 5193.5402 | 13288.27 | 824 | 322.0492
|  | 223 | 14.6365 | 8 | Unknown | MH-284A-1 | MH-284A | 7.52 | Yes | 1960 | 1928.5482 | 495.8182 | 538.455 | 0 | 2962.8214 | 13288.27 | 824 | 183.7233
|  | 224 | 236.131 | 24 | RCP | MH-284A | MH-284 | 9.17 | No | 1960 | 75868.4843 | 0 | 0 | 3988.8793 | 79857.3636 | 13288.27 | 824 | 4951.9213
|  | 225 | 317.176 | 24 | RCP | MH-248B | MH-284A | 8.395 | Yes | 1960 | 101908.1309 | 17991.9823 | 15002.2485 | 0 | 134902.3617 | 13288.27 | 824 | 8365.2384
|  | 226 | 107.735 | 24 | RCP | MH-291 | MH-248B | 8.625 | No | 1960 | 34615.0623 | 0 | 0 | 1819.9297 | 36434.992 | 13288.27 | 824 | 2259.3184
|  | 227 | 177.1656 | 8 | VCP | MH-284A-3 | <Null> | 8 | Yes | 1960 | 23343.8248 | 6384.6358 | 6517.6491 | 0 | 36246.1097 | 13288.27 | 824 | 2247.6059
|  | 228 | 297.3868 | 24 | RCP | MH-291A | MH-291 | 9.85 | No | 1960 | 95549.8678 | 0 | 0 | 5023.6524 | 100573.5202 | 13288.27 | 824 | 6236.5214
|  | 229 | 103.1594 | 24 | RCP | MH-291A-1 | MH-291A | 9.5 | No | 1960 | 33144.9522 | 0 | 0 | 1742.6368 | 34887.5891 | 13288.27 | 824 | 2163.3646
|  | 230 | 143.4627 | 24 | RCP | MH-291B | MH-291A-1 | 8.275 | No | 1960 | 46094.3289 | 0 | 0 | 2423.4663 | 48517.7952 | 13288.27 | 824 | 3008.568
|  | 231 | 157.0009 | 24 | PVC | MH-504 | MH-291B | 7.55 | No | 1990 | 49648.4665 | 0 | 0 | 2652.1617 | 52300.6282 | 13288.27 | 4732 | 18624.4389
|  | 232 | 277.0352 | 8 | VCP | MH-288 | MH-287 | 8.215 | Yes | 1960 | 38187.6579 | 10252.0134 | 10191.6952 | 0 | 58631.3664 | 13288.27 | 824 | 3635.7062
|  | 233 | 403.1292 | 8 | VCP | MH-281 | MH-280 | 10.075 | Yes | 1960 | 55568.9772 | 18295.995 | 14830.5005 | 0 | 88695.4727 | 13288.27 | 824 | 5499.9687
|  | 234 | 192.7845 | 18 | VCP | MH-261 | MH-141A | 8.81 | Yes | 1960 | 48654.2265 | 10041.8546 | 8358.7136 | 0 | 67054.7947 | 13288.27 | 824 | 4158.0394
|  | 235 | 308.6555 | 8 | VCP-PVC | MH-295A | MH-295 | 9.24 | Yes | 1960 | 42546.3323 | 12847.3239 | 11354.958 | 0 | 66748.6141 | 13288.27 | 824 | 4139.0533
|  | 236 | 106.0876 | 8 | PVC | MH-295D | MH-295B | 7.965 | Yes | 1991-01-01 | 13978.3919 | 3806.4236 | 3902.7989 | 0 | 21687.6143 | 13288.27 | 4777 | 7796.4802
|  | 237 | 228.5352 | 8 | PVC | MH-295B | MH-295 | 9.48 | Yes | 1991-01-01 | 31502.2185 | 9759.5108 | 8407.4548 | 0 | 49669.1842 | 13288.27 | 4777 | 17855.5744
|  | 238 | 151.3387 | 8 | PVC | MH-294A | <Null> | 7.675 | Yes | 1990 | 19940.7946 | 5232.3282 | 5567.5153 | 0 | 30740.6381 | 13288.27 | 4732 | 10946.8501
|  | 239 | 63.6992 | 10 | PVC | MH-294 | MH-292B | 9.305 | Yes | 1988-05-01 | 10717.4512 | 2836.9144 | 2427.089 | 0 | 15981.4545 | 13288.27 | 4519 | 5434.883
|  | 240 | 106.4069 | 10 | PVC | MH-292B | MH-292A | 9.52 | Yes | 1988-05-01 | 17903.0553 | 4848.4446 | 4054.351 | 0 | 26805.8509 | 13288.27 | 4519 | 9115.9828
|  | 241 | 231.9362 | 10 | PVC | MH-292A | MH-292 | 9.665 | No | 1988-05-01 | 39023.4629 | 0 | 0 | 3918.0184 | 42941.4812 | 13288.27 | 4519 | 14603.297
|  | 242 | 208.4791 | 10 | PVC | MH-292 | MH-291A | 10.27 | No | 1988-05-01 | 35076.7807 | 0 | 0 | 3521.7651 | 38598.5458 | 13288.27 | 4519 | 13126.376
|  | 243 | 200.9816 | 8 | PVC | MH-293A | MH-293 | 6.57 | Yes | 1988-05-01 | 26481.8797 | 5948.2376 | 7393.8012 | 0 | 39823.9184 | 13288.27 | 4519 | 13543.0938
|  | 244 | 247.8957 | 8 | PVC | MH-293 | MH-294 | 8.22 | Yes | 1988-05-01 | 34170.9578 | 9179.2573 | 9119.7001 | 0 | 52469.9152 | 13288.27 | 4519 | 17843.6732
|  | 245 | 272.5377 | 8 | VCP | MH-300 | MH-299 | 4.96 | Yes | 1960 | 35910.3131 | 6089.4069 | 10026.2413 | 0 | 52025.9613 | 13288.27 | 824 | 3226.1078
|  | 246 | 115.7497 | 8 | VCP | MH-272 | MH-271A | 8 | Yes | 1960 | 15251.499 | 4171.3502 | 4258.2533 | 0 | 23681.1025 | 13288.27 | 824 | 1468.4551
|  | 247 | 12.6447 | 8 | VCP | MH-271A | MH-271 | 7.57 | Yes | 1991-01-01 | 1666.1042 | 431.1935 | 465.1801 | 0 | 2562.4778 | 13288.27 | 4777 | 921.1851
|  | 248 | 129.4629 | 8 | PVC | MH-271 | MH-295C | 7.21 | Yes | 1991-01-01 | 17058.3853 | 4204.8191 | 4762.7401 | 0 | 26025.9444 | 13288.27 | 4777 | 9356.0664
|  | 249 | 68.2084 | 8 | PVC | MH-270 | MH-295C | 5.98 | Yes | 1991-01-01 | 8987.3298 | 1837.4096 | 2509.283 | 0 | 13334.0224 | 13288.27 | 4777 | 4793.4475
|  | 250 | 19.7921 | 8 | PVC | MH-270A | MH-270 | 4.865 | Yes | 1991-01-01 | 2607.8605 | 433.7518 | 728.1206 | 0 | 3769.7329 | 13288.27 | 4777 | 1355.1812
|  | 251 | 22.5856 | 8 | PVC | MH-295C | MH-295B | 7.605 | Yes | 1991-01-01 | 2975.937 | 773.7436 | 830.8884 | 0 | 4580.569 | 13288.27 | 4777 | 1646.6687
|  | 252 | 258.8063 | 8 | VCP | MH-283 | MH-282 | 8 | Yes | 1960 | 34101.015 | 9326.7733 | 9521.0811 | 0 | 52948.8695 | 13288.27 | 824 | 3283.337
|  | 253 | 80.0693 | 8 | VCP | MH-299 | MH-298 | 6.66 | Yes | 1960 | 10550.15 | 2402.188 | 2945.6259 | 0 | 15897.9639 | 13288.27 | 824 | 985.826
|  | 254 | 292.1549 | 10 | VCP-PVC | MH-298 | <Null> | 8.095 | Yes | 1988-05-01 | 49155.31 | 11319.4578 | 11131.7804 | 0 | 71606.5483 | 13288.27 | 4519 | 24351.5515
|  | 255 | 146.1154 | 8 | VCP-PVC | MH-297 | MH-295 | 8.43 | Yes | 1960 | 20141.1402 | 5548.6867 | 5375.3588 | 0 | 31065.1857 | 13288.27 | 824 | 1926.339
|  | 256 | 68.2074 | 8 | PVC | MH-295 | MH-294A | 9.19 | Yes | 1991-01-01 | 9401.9872 | 2823.6687 | 2509.245 | 0 | 14734.9009 | 13288.27 | 4777 | 5297.0493
|  | 257 | 63.0014 | 15 | VCP | Syphon Out Chamber | MH-507 | 8 | No | 1960 | 12324.1472 | 0 | 0 | 1064.2614 | 13388.4086 | 13288.27 | 824 | 830.2096
|  | 258 | 275.9476 | 15 | VCP | MH-507 | MH-506 | 8 | Yes | 1960 | 53980.035 | 12119.8697 | 11420.6464 | 0 | 77520.5511 | 13288.27 | 824 | 4807.0166
|  | 260 | 279.6634 | 15 | PVC | MH-506 | MH-505 | 6.71 | Yes | 1990 | 54706.8991 | 10302.424 | 11574.4303 | 0 | 76583.7534 | 13288.27 | 4732 | 27271.7458
|  | 261 | 19.9436 | 15 | PVC | MH-505 | MH-504A | 5.78 | Yes | 1994-07-01 | 3901.3024 | 632.8667 | 825.4051 | 0 | 5359.5742 | 13288.27 | 5409 | 2181.6186
|  | 262 | 100.1746 | 24 | PVC | MH-504A | MH-504 | 6.62 | Yes | 1994-07-01 | 31678.2514 | 4480.9834 | 4738.2 | 0 | 40897.4348 | 13288.27 | 5409 | 16647.3307
|  | 263 | 290.7005 | 24 | PVC | MH-504B | NH-504A | 7.37 | Yes | 1994-07-01 | 91928.3771 | 14476.7551 | 13749.9709 | 0 | 120155.1031 | 13288.27 | 5409 | 48909.2224
|  | 264 | 133.972 | 18 | VCP | MH-502 | <Null> | 7.315 | Yes | 1994-07-01 | 32046.1146 | 5794.2136 | 5808.7355 | 0 | 43649.0637 | 13288.27 | 5409 | 17767.3832
|  | 265 | 143.2804 | 18 | VCP | MH-508 | <Null> | 5.945 | Yes | 1960 | 34272.6775 | 5036.2199 | 6212.3262 | 0 | 45521.2236 | 13288.27 | 824 | 2822.7518
|  | 266 | 148.1567 | 8 | vcp | MH-509 | MH-502 | 5.15 | Yes | 1960 | 19521.5231 | 3437.1229 | 5450.4538 | 0 | 28409.0998 | 13288.27 | 824 | 1761.6363
|  | 267 | 85.966 | 8 | VCP | MH-510 | MH-509 | 4.23 | Yes | 1960 | 11327.1137 | 1638.0749 | 3162.556 | 0 | 16127.7446 | 13288.27 | 824 | 1000.0746
|  | 268 | 162.6069 | 8 | VCP | MH-510A | MH-510 | 4.345 | Yes | 1960 | 21425.5256 | 3182.6977 | 5982.0556 | 0 | 30590.2789 | 13288.27 | 824 | 1896.8903
|  | 269 | 98.7425 | 8 | VCP | MH-509A | MH-509 | 3.73 | Yes | 1960 | 13010.5782 | 1659.1267 | 3632.5831 | 0 | 18302.2881 | 13288.27 | 824 | 1134.9171
|  | 270 | 290.6707 | 18 | VCP | MH-512 | MH-508 | 3.91 | Yes | 1960 | 69528.4351 | 6719.609 | 12602.8472 | 0 | 88850.8913 | 13288.27 | 824 | 5509.6062
|  | 271 | 291.1689 | 18 | VCP | MH-503 | MH-502 | 6.51 | Yes | 1960 | 69647.6117 | 11207.068 | 12624.4494 | 0 | 93479.1291 | 13288.27 | 824 | 5796.6012
|  | 272 | 11.3295 | 6 | VCP | MH-503A | MH-503 | 5.77 | Yes | 1960 | 1435.3892 | 276.0732 | 401.909 | 0 | 2113.3714 | 13288.27 | 824 | 131.0493
|  | 273 | 118.4371 | 8 | VCP | MH-503B | MH-503A | 6.575 | Yes | 1960 | 15605.5963 | 3507.9246 | 4357.1181 | 0 | 23470.639 | 13288.27 | 824 | 1455.4044
|  | 274 | 96.2519 | 8 | VCP | MH-514 | MH-513 | 3.275 | Yes | 1960 | 12682.4064 | 1419.9959 | 3540.9568 | 0 | 17643.3592 | 13288.27 | 824 | 1094.0572
|  | 275 | 137.1885 | 8 | VCP | MH-513 | MH-503B | 5.835 | Yes | 1960 | 18076.3338 | 3605.9969 | 5046.9536 | 0 | 26729.2843 | 13288.27 | 824 | 1657.4716
|  | 276 | 230.9916 | 8 | VCP | MH-515 | MH-318 | 5.075 | Yes | 1960 | 30436.087 | 5280.7912 | 8497.8249 | 0 | 44214.703 | 13288.27 | 824 | 2741.735
|  | 277 | 28.4852 | 18 | VCP | MH-311 | MH-310 | 8.22 | Yes | 1960 | 7188.9785 | 1384.3836 | 1235.0543 | 0 | 9808.4164 | 13288.27 | 824 | 608.2158
|  | 278 | 469.5679 | 18 | VCP | MH-516 | MH-512 | 5.34 | Yes | 1960 | 112320.6352 | 14825.372 | 20359.4372 | 0 | 147505.4444 | 13288.27 | 824 | 9146.7502
|  | 279 | 467.3422 | 18 | VCP | MH-318 | MH-503 | 6.245 | Yes | 1960 | 111788.264 | 17255.7343 | 20262.9386 | 0 | 149306.937 | 13288.27 | 824 | 9258.46
|  | 280 | 182.3013 | 8 | VCP | MH-303 | MH-302 | 6.06 | Yes | 1960 | 24020.5084 | 4976.5566 | 6706.5807 | 0 | 35703.6457 | 13288.27 | 824 | 2213.968
|  | 281 | 127.0172 | 8 | VCP | MH-302 | MH-301 | 5.735 | Yes | 1960 | 16736.1281 | 3281.4255 | 4672.7651 | 0 | 24690.3186 | 13288.27 | 824 | 1531.0362
|  | 282 | 167.2542 | 10 | VCP | MH-304 | MH-301 | 7.505 | Yes | 1988-05-01 | 25089.2647 | 6007.9089 | 6372.7737 | 0 | 37469.9473 | 13288.27 | 4519 | 12742.5686
|  | 283 | 172.3383 | 8 | VCP | MH-308 | MH-307 | 3.84 | Yes | 1960 | 22707.7658 | 2981.1221 | 6340.06 | 0 | 32028.9478 | 13288.27 | 824 | 1986.1015
|  | 284 | 107.8811 | 8 | PVC-VCP | MH-307 | MH-308 | 3.84 | Yes | 1960 | 14214.7091 | 1866.1362 | 3968.7792 | 0 | 20049.6244 | 13288.27 | 824 | 1243.2687
|  | 285 | 13.8725 | 10 | VCP | MH-304 | MH-308 | 5.88 | Yes | 1988-05-01 | 2080.9697 | 390.4162 | 528.5746 | 0 | 2999.9605 | 13288.27 | 4519 | 1020.2097
|  | 286 | 15.9295 | 8 | VCP | MH-304A | MH-304 | 5.495 | Yes | 1960 | 2098.9083 | 394.3077 | 586.02 | 0 | 3079.236 | 13288.27 | 824 | 190.9421
|  | 287 | 112.9563 | 8 | VCP | MH-305 | MH-304A | 4.8 | No | 1960 | 14883.4291 | 0 | 0 | 1908.1319 | 16791.561 | 13288.27 | 824 | 1041.2376
|  | 288 | 366.719 | 8 | VCP | MH-309 | MH-308 | 5.775 | Yes | 1960 | 48319.8886 | 9540.0806 | 13491.023 | 0 | 71350.9922 | 13288.27 | 824 | 4424.4448
|  | 289 | 332.1922 | 8 | VCP | MH-277 | MH-274 | 6.335 | Yes | 1960 | 43770.5442 | 9479.8768 | 12220.8357 | 0 | 65471.2567 | 13288.27 | 824 | 4059.8449
|  | 290 | 87.804 | 8 | VCP | MH-274 | MH-276 | 4.495 | Yes | 1960 | 11569.2914 | 1777.9133 | 3230.1725 | 0 | 16577.3772 | 13288.27 | 824 | 1027.9561
|  | 291 | 333.538 | 8 | VCP | MH-274 | MH-273 | 7.01 | Yes | 1960 | 43947.8731 | 10532.4646 | 12270.3463 | 0 | 66750.684 | 13288.27 | 824 | 4139.1817
|  | 292 | 344.5396 | 8 | PVC | MH-273 | MH-270A | 6.525 | No | 1990 | 45397.4785 | 0 | 0 | 5820.1896 | 51217.6681 | 13288.27 | 4732 | 18238.793
|  | 293 | 189.2941 | 8 | VCP | MH-275 | MH-274 | 5.275 | Yes | 1960 | 24941.9078 | 4498.0706 | 6963.8375 | 0 | 36403.8159 | 13288.27 | 824 | 2257.3852
|  | 294 | 178.9227 | 8 | VCP | MH-317 | MH-316 | 7.895 | Yes | 1960 | 23575.337 | 6363.326 | 6582.2878 | 0 | 36520.9508 | 13288.27 | 824 | 2264.6487
|  | 295 | 147.216 | 6 | VCP | MH-318 | MH-317 | 7.05 | Yes | 1960 | 18651.5196 | 4383.1071 | 5222.4255 | 0 | 28257.0522 | 13288.27 | 824 | 1752.2079
|  | 296 | 227.3925 | 6 | VCP | MH-319 | MH-318 | 4.575 | Yes | 1960 | 28809.4759 | 4393.4451 | 8066.6532 | 0 | 41269.5742 | 13288.27 | 824 | 2559.1088
|  | 297 | 380.34 | 6 | VCP | MH-320 | MH-318 | 7.05 | Yes | 1960 | 48187.1492 | 11323.9801 | 13492.4018 | 0 | 73003.531 | 13288.27 | 824 | 4526.9181
|  | 298 | 116.398 | 6 | Unknown | MH-279 | MH-278 | 7.325 | Yes | 1960 | 14747.0382 | 3600.7352 | 4129.1707 | 0 | 22476.9441 | 13288.27 | 824 | 1393.7858
|  | 299 | 127.3456 | 6 | VCP | MH-278 | MH-277 | 6.65 | Yes | 1960 | 16134.0402 | 3576.3789 | 4517.5313 | 0 | 24227.9504 | 13288.27 | 824 | 1502.365
|  | 300 | 400.662 | 18 | VCP | MH-261A | <Null> | 8 | No | 1960 | 95838.3615 | 0 | 0 | 6768.2459 | 102606.6073 | 13288.27 | 824 | 6362.5923
|  | 301 | 260.5749 | 18 | VCP | MH-261B | MH-261A | 8.25 | No | 1960 | 65762.9254 | 0 | 0 | 4401.8022 | 70164.7276 | 13288.27 | 824 | 4350.8851
|  | 302 | 201.5857 | 8 | VCP | MH-261B | MH-261C | 8.25 | No | 1960 | 27787.3986 | 0 | 0 | 3405.3185 | 31192.7171 | 13288.27 | 824 | 1934.2472
|  | 303 | 366.0948 | 18 | VCP | MH-261E | MH-261D | 8.9 | No | 1960 | 92393.6562 | 0 | 0 | 6184.3143 | 98577.9705 | 13288.27 | 824 | 6112.7782
|  | 304 | 96.0204 | 18 | VCP | MH-261F | MH-261E | 8.9 | No | 1960 | 24233.2679 | 0 | 0 | 1622.0394 | 25855.3073 | 13288.27 | 824 | 1603.2767
|  | 305 | 266.6332 | 18 | VCP | MH-263 | MH-261F | 8 | No | 1960 | 63778.662 | 0 | 0 | 4504.1428 | 68282.8048 | 13288.27 | 824 | 4234.1878
|  | 306 | 124.6695 | 15 | VCP | MH-264 | MH-263 | 8 | Yes | 1960 | 24387.4654 | 5475.5967 | 5159.6969 | 0 | 35022.7591 | 13288.27 | 824 | 2171.7465
|  | 307 | 222.6861 | 15 | TRUSS | MH-266 | MH-264 | 9.425 | Yes | 1960 | 48075.2907 | 11522.7406 | 9216.3116 | 0 | 68814.3429 | 13288.27 | 824 | 4267.1483
|  | 308 | 16.8265 | 15 | VCP | MH-151 | MH-266 | 10.86 | Yes | 1960 | 3632.6311 | 1003.2372 | 696.3964 | 0 | 5332.2647 | 13288.27 | 824 | 330.6515
|  | 309 | 364.6107 | 8 | VCP | MH-152 | MH-151 | 8.12 | Yes | 1960 | 50259.4298 | 13336.816 | 13413.4644 | 0 | 77009.7101 | 13288.27 | 824 | 4775.3395
|  | 310 | 15.6531 | 8 | VCP | MH-152 | MH-150 | 5.42 | Yes | 1960 | 2062.5006 | 382.1796 | 575.8549 | 0 | 3020.5351 | 13288.27 | 824 | 187.3021
|  | 311 | 68.3153 | 8 | VCP | MH-149 | MH-148 | 8.825 | Yes | 1960 | 9416.8567 | 2715.8092 | 2513.2134 | 0 | 14645.8793 | 13288.27 | 824 | 908.1848
|  | 312 | 244.9564 | 8 | VCP | MH-148 | MH-146 | 6.16 | Yes | 1960 | 32276.1172 | 6797.2951 | 9011.5655 | 0 | 48084.9778 | 13288.27 | 824 | 2981.7291
|  | 313 | 196.7184 | 8 | VCP | MH-146 | MH-144 | 6.16 | No | 1960 | 25920.1563 | 0 | 0 | 3323.097 | 29243.2532 | 13288.27 | 824 | 1813.3618
|  | 314 | 479.1606 | 20 | VCP | MH-143 | <Null> | 8.095 | No | 1960 | 144725.9965 | 0 | 0 | 8094.2951 | 152820.2916 | 13288.27 | 824 | 9476.3216
|  | 315 | 781.5163 | 20 | VCP | MH-143 | <Null> | 8.095 | No | 1960 | 236049.7369 | 0 | 0 | 13201.8869 | 249251.6238 | 13288.27 | 824 | 15455.9877
|  | 316 | 189.9179 | 20 | VCP | MH-145 | MH-144 | 8 | No | 1960 | 50433.1736 | 0 | 0 | 3208.2171 | 53641.3907 | 13288.27 | 824 | 3326.2799
|  | 317 | 216.8343 | 10 | VCP | MH-266A | MH-266 | 7.925 | Yes | 1960 | 32526.6123 | 8224.7519 | 8261.8898 | 0 | 49013.254 | 13288.27 | 824 | 3039.2911
|  | 318 | 4.6944 | 10 | VCP | MH-266A | MH-267 | 4.89 | Yes | 1960 | 704.1946 | 109.8718 | 178.8682 | 0 | 992.9346 | 13288.27 | 824 | 61.5715
|  | 319 | 67.6382 | 10 | VCP | MH-212 | MH-151 | 8.91 | Yes | 1960 | 11380.182 | 2884.4648 | 2577.172 | 0 | 16841.8188 | 13288.27 | 824 | 1044.3541
|  | 320 | 149.0668 | 10 | VCP | MH-213 | MH-151 | 8.66 | Yes | 1960 | 25080.612 | 6178.6608 | 5679.7905 | 0 | 36939.0634 | 13288.27 | 824 | 2290.5757
|  | 321 | 269.353 | 10 | VCP | MH-267 | MH-268 | 6.185 | Yes | 1960 | 40404.7825 | 7973.6502 | 10262.9765 | 0 | 58641.4092 | 13288.27 | 824 | 3636.329
|  | 322 | 523.9587 | 10 | VCP | MH-268 | C322A | 7.795 | Yes | 1960 | 78597.3643 | 19548.2915 | 19964.0452 | 0 | 118109.7011 | 13288.27 | 824 | 7323.9326
|  | 323 | 150.7281 | 10 | VCP | MH-322 | MH-321 | 7.42 | Yes | 1960 | 22610.2393 | 5352.9572 | 5743.0913 | 0 | 33706.2877 | 13288.27 | 824 | 2090.1126
|  | 324 | 444.9791 | 8 | VCP | MH-214 | MH-213 | 6.58 | Yes | 1960 | 58631.6544 | 13189.6166 | 16370.0915 | 0 | 88191.3625 | 13288.27 | 824 | 5468.7091
|  | 325 | 357.1919 | 8 | VCP | MH-215 | MH-214 | 6.19 | Yes | 1960 | 47064.5753 | 9959.9905 | 13140.5367 | 0 | 70165.1025 | 13288.27 | 824 | 4350.9083
|  | 326 | 148.7012 | 8 | VCP | MH-183 | MH-215 | 6.285 | Yes | 1960 | 19593.2786 | 4210.0429 | 5470.488 | 0 | 29273.8096 | 13288.27 | 824 | 1815.2565
|  | 327 | 242.2027 | 15 | TRUSS | MH-176 | MH-151 | 11.03 | Yes | 1960 | 52288.6905 | 14666.814 | 10024.0447 | 0 | 76979.5492 | 13288.27 | 824 | 4773.4693
|  | 328 | 458.2963 | 15 | TRUSS | MH-177 | MH-176 | 10.415 | Yes | 1960 | 98940.741 | 26205.1675 | 18967.5129 | 0 | 144113.4214 | 13288.27 | 824 | 8936.4123
|  | 329 | 293.262 | 15 | TRUSS | MH-178 | MH-177 | 8.62 | Yes | 1960 | 63311.7938 | 13878.5595 | 12137.2375 | 0 | 89327.5908 | 13288.27 | 824 | 5539.1661
|  | 330 | 294.0496 | 8 | VCP | MH-179 | MH-178 | 6.88 | Yes | 1960 | 38744.7721 | 9113.3002 | 10817.6287 | 0 | 58675.701 | 13288.27 | 824 | 3638.4554
|  | 331 | 501.0075 | 8 | VCP | MH-180 | MH-179 | 6.37 | Yes | 1960 | 66014.1135 | 14376.4069 | 18431.2909 | 0 | 98821.8114 | 13288.27 | 824 | 6127.8987
|  | 332 | 429.3784 | 8 | VCP | MH-180 | MH-181 | 7.18 | Yes | 1960 | 56576.0609 | 13887.7305 | 15796.1651 | 0 | 86259.9565 | 13288.27 | 824 | 5348.9434
|  | 333 | 294.8482 | 8 | VCP | MH-182 | MH-181 | 6.565 | Yes | 1960 | 38849.9973 | 8719.6661 | 10847.0078 | 0 | 58416.6711 | 13288.27 | 824 | 3622.3931
|  | 334 | 142.1126 | 8 | VCP | MH-173 | MH-172 | 5.535 | Yes | 1960 | 18725.1445 | 3543.3735 | 5228.103 | 0 | 27496.6211 | 13288.27 | 824 | 1705.0538
|  | 335 | 331.6631 | 8 | VCP | MH-174 | MH-172 | 7.05 | Yes | 1960 | 43700.8376 | 10533.0224 | 12201.3735 | 0 | 66435.2335 | 13288.27 | 824 | 4119.6207
|  | 336 | 102.9601 | 8 | VCP | MH-175 | MH-174 | 7.055 | Yes | 1960 | 13566.3054 | 3272.1465 | 3787.7434 | 0 | 20626.1953 | 13288.27 | 824 | 1279.0216
|  | 337 | 473.449 | 8 | VCP | MH-192 | MH-191 | 8.055 | Yes | 1960 | 65262.1452 | 17179.3 | 17417.457 | 0 | 99858.9022 | 13288.27 | 824 | 6192.2083
|  | 338 | 473.7238 | 8 | VCP | MH-191 | MH-190 | 8.275 | Yes | 1960 | 65300.0235 | 17658.7482 | 17427.5662 | 0 | 100386.3378 | 13288.27 | 824 | 6224.9143
|  | 339 | 409.4074 | 8 | VCP | MH-190 | MH-189 | 7.93 | Yes | 1960 | 53944.6248 | 14624.9872 | 15061.4622 | 0 | 83631.0741 | 13288.27 | 824 | 5185.9275
|  | 340 | 73.3646 | 8 | VCP | MH-189 | MH-188 | 7.54 | Yes | 1960 | 9666.7247 | 2491.8668 | 2698.9716 | 0 | 14857.5631 | 13288.27 | 824 | 921.3112
|  | 341 | 132.6279 | 8 | TRUSS | MH-188 | MH-185 | 7.455 | Yes | 1960 | 17475.4081 | 4453.9886 | 4879.1738 | 0 | 26808.5705 | 13288.27 | 824 | 1662.3881
|  | 342 | 309.5679 | 8 | VCP | MH-185 | MH-184 | 7.25 | Yes | 1960 | 40789.5041 | 10110.219 | 11388.5225 | 0 | 62288.2456 | 13288.27 | 824 | 3862.4678
|  | 343 | 141.196 | 8 | VCP | MH-184 | MH-183A | 6.68 | Yes | 1960 | 18604.3732 | 4248.7936 | 5194.3834 | 0 | 28047.5502 | 13288.27 | 824 | 1739.2167
|  | 344 | 191.587 | 8 | VCP | MH-183A | MH-183 | 6.505 | Yes | 1960 | 25244.0252 | 5614.0986 | 7048.1894 | 0 | 37906.3132 | 13288.27 | 824 | 2350.5544
|  | 345 | 193.9465 | 10 | VCP | MH-359 | MH-358 | 10.215 | Yes | 1960 | 32631.67 | 9482.3505 | 7389.8137 | 0 | 49503.8341 | 13288.27 | 824 | 3069.7118
|  | 346 | 207.7566 | 10 | VCP | MH-358 | MH-357 | 9.475 | Yes | 1960 | 34955.22 | 9421.7069 | 7916.0081 | 0 | 52292.935 | 13288.27 | 824 | 3242.6628
|  | 347 | 283.7504 | 10 | VCP | MH-360 | MH-357 | 8 | Yes | 1960 | 42564.4902 | 10864.8098 | 10811.5509 | 0 | 64240.8509 | 13288.27 | 824 | 3983.548
|  | 348 | 418.6889 | 10 | VCP | MH-357 | <Null> | 8 | Yes | 1960 | 62806.1743 | 16031.6061 | 15953.0198 | 0 | 94790.8001 | 13288.27 | 824 | 5877.9374
|  | 349 | 195.0623 | 8 | VCP | MH-356 | MH-355 | 7.745 | Yes | 1960 | 25701.9347 | 6805.5208 | 7176.0387 | 0 | 39683.4942 | 13288.27 | 824 | 2460.7567
|  | 350 | 233.5199 | 10 | VCP | MH-355 | MH-353 | 7.745 | Yes | 1960 | 35029.5626 | 8656.4703 | 8897.6492 | 0 | 52583.6821 | 13288.27 | 824 | 3260.6919
|  | 351 | 233.8337 | 10 | VCP | MH-353 | MH-352 | 8 | Yes | 1960 | 35076.6379 | 8953.4962 | 8909.6065 | 0 | 52939.7405 | 13288.27 | 824 | 3282.7709
|  | 352 | 144.9338 | 8 | VCP | MH-366 | MH-365 | 5.545 | Yes | 1960 | 19096.8714 | 3620.2445 | 5331.89 | 0 | 28049.0059 | 13288.27 | 824 | 1739.307
|  | 353 | 229.7482 | 8 | VCP | MH-364 | MH-363 | 7.595 | Yes | 1960 | 30272.2445 | 7860.4341 | 8452.0797 | 0 | 46584.7583 | 13288.27 | 824 | 2888.7012
|  | 354 | 102.6244 | 8 | VCP | MH-363 | MH-362 | 5.895 | Yes | 1960 | 13522.0721 | 2725.2176 | 3775.3934 | 0 | 20022.6831 | 13288.27 | 824 | 1241.5981
|  | 355 | 71.7065 | 8 | VCP | MH-365 | MH-364 | 6.47 | Yes | 1960 | 9448.2498 | 2089.9206 | 2637.9729 | 0 | 14176.1433 | 13288.27 | 824 | 879.0566
|  | 356 | 385.4238 | 8 | VCP | MH-372 | C371B | 8.115 | Yes | 1960 | 53128.3827 | 14089.4388 | 14179.1435 | 0 | 81396.965 | 13288.27 | 824 | 5047.3914
|  | 357 | 250.5747 | 8 | VCP | C371 | MH-369 | 8.975 | Yes | 1960 | 34540.2403 | 10130.6751 | 9218.2559 | 0 | 53889.1712 | 13288.27 | 824 | 3341.6447
|  | 358 | 372.3478 | 8 | VCP | MH-370 | MH-369 | 10.22 | Yes | 1960 | 51325.9339 | 17142.191 | 13698.0978 | 0 | 82166.2227 | 13288.27 | 824 | 5095.0927
|  | 359 | 101.1081 | 8 | VCP | MH-369 | MH-368 | 10.45 | Yes | 1960 | 13937.1463 | 4759.581 | 3719.6088 | 0 | 22416.336 | 13288.27 | 824 | 1390.0275
|  | 360 | 161.7169 | 8 | VCP | MH-367 | MH-361 | 6.42 | Yes | 1960 | 21308.2519 | 4676.8881 | 5949.3125 | 0 | 31934.4525 | 13288.27 | 824 | 1980.2419
|  | 361 | 133.4963 | 8 | VCP | MH-362 | MH-361 | 4.72 | Yes | 1960 | 17589.8345 | 2838.428 | 4911.1219 | 0 | 25339.3844 | 13288.27 | 824 | 1571.2845
|  | 362 | 405.5592 | 12 | VCP | MH-350 | MH-349 | 9.64 | Yes | 1960 | 68646.7361 | 19813.0101 | 15985.6006 | 0 | 104445.3468 | 13288.27 | 824 | 6476.6118
|  | 363 | 38.23 | 10 | VCP | MH-349A | MH-349 | 6.11 | Yes | 1960 | 5734.7642 | 1117.9992 | 1456.6531 | 0 | 8309.4164 | 13288.27 | 824 | 515.2634
|  | 364 | 319.1815 | 10 | VCP | MH-352 | MH-351 | 8 | Yes | 1960 | 47879.3953 | 12221.4673 | 12161.5581 | 0 | 72262.4206 | 13288.27 | 824 | 4480.9621
|  | 365 | 384.0778 | 8 | VCP | MH-357A | MH-357A1 | 8 | Yes | 1960 | 50607.1314 | 13841.2667 | 14129.6264 | 0 | 78578.0245 | 13288.27 | 824 | 4872.5901
|  | 366 | 48.4614 | 8 | VCP | MH-375 | MH-374 | 11.17 | Yes | 1960 | 6680.1195 | 2438.4619 | 1782.8206 | 0 | 10901.402 | 13288.27 | 824 | 675.9913
|  | 367 | 167.2541 | 10 | VCP | MH-375 | MH-374 | 11.17 | Yes | 1960 | 28140.6371 | 8941.8099 | 6372.7681 | 0 | 43455.215 | 13288.27 | 824 | 2694.6395
|  | 368 | 277.2406 | 8 | VCP | MH-373 | MH-368 | 9.475 | Yes | 1960 | 38215.9713 | 11833.2133 | 10199.2516 | 0 | 60248.4363 | 13288.27 | 824 | 3735.98
|  | 369 | 221.1999 | 10 | Unknown | MH-374 | MH-349B | 6.035 | Yes | 1960 | 33181.4882 | 6389.3671 | 8428.2309 | 0 | 47999.0861 | 13288.27 | 824 | 2976.403
|  | 370 | 289.0646 | 10 | VCP | MH-349B | MH-349A | 6.11 | Yes | 1960 | 43361.6493 | 8453.4056 | 11014.0325 | 0 | 62829.0875 | 13288.27 | 824 | 3896.0051
|  | 371 | 521.7301 | 12 | VCP | MH-349 | MH-348 | 8 | Yes | 1960 | 85137.5156 | 21152.1778 | 20564.6173 | 0 | 126854.3107 | 13288.27 | 824 | 7866.1821
|  | 372 | 333.5169 | 12 | VCP | MH-348 | MH-347 | 8 | Yes | 1960 | 54424.315 | 13521.5689 | 13145.9698 | 0 | 81091.8538 | 13288.27 | 824 | 5028.4715
|  | 373 | 320.6522 | 12 | VCP | MH-347 | MH-346 | 8 | Yes | 1960 | 52325.0027 | 13000.0007 | 12638.8895 | 0 | 77963.8929 | 13288.27 | 824 | 4834.508
|  | 374 | 152.9076 | 12 | VCP | MH-346 | C345 | 8 | Yes | 1960 | 24951.937 | 6199.239 | 6027.0379 | 0 | 37178.2139 | 13288.27 | 824 | 2305.4053
|  | 375 | 155.3236 | 12 | VCP | MH-345 | C343A | 6.28 | Yes | 1960 | 25346.1797 | 4943.2922 | 6122.2656 | 0 | 36411.7376 | 13288.27 | 824 | 2257.8764
|  | 376 | 35.4251 | 12 | VCP | C343 | MH-542 | 7.885 | Yes | 1960 | 5780.7818 | 1415.5734 | 1396.3241 | 0 | 8592.6794 | 13288.27 | 824 | 532.8284
|  | 377 | 89.0511 | 12 | VCP | MH-542 | SYPHON CH. #541 | 7.885 | Yes | 1960 | 14531.6386 | 3558.4463 | 3510.0576 | 0 | 21600.1425 | 13288.27 | 824 | 1339.4157
|  | 378 | 102.1751 | 18 | VCP | MH-542 | SYPHON CH. #540 | 7.885 | No | 1960 | 24440.275 | 0 | 0 | 1726.0081 | 26166.2832 | 13288.27 | 824 | 1622.5601
|  | 379 | 130.7102 | 12 | VCP | SYPHON CH. #541 | SYPHON CH. #538 | 8 | Yes | 1960 | 21329.6943 | 5299.3029 | 5152.1001 | 0 | 31781.0973 | 13288.27 | 824 | 1970.7324
|  | 380 | 151.3431 | 18 | VCP | SYPHON CH. #540 | syphon ch #539 | 8 | No | 1960 | 36201.2735 | 0 | 0 | 2556.5871 | 38757.8607 | 13288.27 | 824 | 2403.3585
|  | 381 | 24.5681 | 18 | VCP | MH-536 | MH-535 | 9.17 | No | 1960 | 6200.4009 | 0 | 0 | 415.0201 | 6615.4211 | 13288.27 | 824 | 410.2195
|  | 382 | 76.2308 | 18 | VCP | MH-536 | MH-535 | 9.17 | No | 1960 | 19238.8392 | 0 | 0 | 1287.7402 | 20526.5795 | 13288.27 | 824 | 1272.8445
|  | 383 | 91.2912 | 12 | VCP | SYPHON CH. #538 | MH-537 | 9.23 | Yes | 1960 | 15452.3487 | 4270.2149 | 3598.3513 | 0 | 23320.9149 | 13288.27 | 824 | 1446.1201
|  | 384 | 386.9851 | 12 | VCP | MH-537 | MH-534 | 9.89 | Yes | 1960 | 65502.8127 | 19395.8927 | 15253.4827 | 0 | 100152.188 | 13288.27 | 824 | 6210.3948
|  | 385 | 403.7003 | 18 | VCP | MH-353 | MH-530 | 8.64 | Yes | 1960 | 101884.3697 | 20622.3784 | 17503.562 | 0 | 140010.3101 | 13288.27 | 824 | 8681.9801
|  | 386 | 66.7166 | 6 | VCP | MH-533 | MH-532 | 8 | No | 1960 | 8452.6582 | 0 | 0 | 1127.0211 | 9579.6793 | 13288.27 | 824 | 594.0319
|  | 387 | 60.9659 | 6 | VCP | MH-532 | MH-531 | 8.76 | No | 1960 | 8033.0343 | 0 | 0 | 1029.8762 | 9062.9105 | 13288.27 | 824 | 561.9872
|  | 388 | 141.3622 | 6 | VCP | MH-531 | MH-530 | 9.4 | No | 1960 | 18626.2623 | 0 | 0 | 2387.9823 | 21014.2446 | 13288.27 | 824 | 1303.0844
|  | 389 | 149.3297 | 18 | VCP | MH-530 | MH-529 | 9.37 | Yes | 1960 | 37687.2756 | 8272.7858 | 6474.61 | 0 | 52434.6714 | 13288.27 | 824 | 3251.4518
|  | 390 | 292.2538 | 8 | VCP | MH-529 | MH-528 | 7.735 | Yes | 1960 | 38508.1525 | 10183.267 | 10751.5639 | 0 | 59442.9834 | 13288.27 | 824 | 3686.0342
|  | 391 | 156.9267 | 8 | VCP | MH-528 | MH-527 | 6.88 | Yes | 1960 | 20677.0898 | 4863.5343 | 5773.0906 | 0 | 31313.7147 | 13288.27 | 824 | 1941.7502
|  | 392 | 183.1633 | 10 | VCP | MH-527 | <Null> | 7.875 | Yes | 1960 | 27475.7347 | 6903.7425 | 6978.9466 | 0 | 41358.4238 | 13288.27 | 824 | 2564.6184
|  | 393 | 298.0159 | 12 | VCP | MH-534 | MH-525 | 9.74 | Yes | 1960 | 50443.4885 | 14710.167 | 11746.654 | 0 | 76900.3095 | 13288.27 | 824 | 4768.5557
|  | 394 | 163.393 | 18 | VCP | MH-529 | MH-323 | 9.87 | Yes | 1960 | 41236.5235 | 9534.911 | 7084.3648 | 0 | 57855.7993 | 13288.27 | 824 | 3587.6136
|  | 395 | 21.1196 | 18 | VCP | MH-323 | MH-524 | 10.27 | Yes | 1960 | 5330.0972 | 1282.3986 | 915.7017 | 0 | 7528.1974 | 13288.27 | 824 | 466.8203
|  | 396 | 341.5354 | 12 | VCP | MH-525 | MH-523 | 9.325 | Yes | 1960 | 57809.7899 | 16140.0087 | 13462.0269 | 0 | 87411.8256 | 13288.27 | 824 | 5420.3703
|  | 397 | 301.9596 | 18 | VCP | MH-524 | MH-312 | 9.42 | Yes | 1960 | 76207.4529 | 16817.6688 | 13092.3112 | 0 | 106117.4329 | 13288.27 | 824 | 6580.2971
|  | 398 | 84.2208 | 12 | VCP | MH-312 | MH-313 | 9.735 | Yes | 1960 | 14255.5809 | 4155.0323 | 3319.6629 | 0 | 21730.2761 | 13288.27 | 824 | 1347.4852
|  | 399 | 42.2034 | 10 | VCP | MH-519 | MH-518 | 8 | Yes | 1960 | 6330.7929 | 1615.9682 | 1608.0467 | 0 | 9554.8078 | 13288.27 | 824 | 592.4896
|  | 400 | 129.6954 | 18 | VCP | MH-312 | MH-311 | 8.22 | Yes | 1960 | 32732.0533 | 6303.2207 | 5623.3113 | 0 | 44658.5853 | 13288.27 | 824 | 2769.26
|  | 401 | 148.4341 | 18 | VCP | MH-523 | MH-516 | 7.62 | Yes | 1960 | 35505.4295 | 6687.3574 | 6435.777 | 0 | 48628.5638 | 13288.27 | 824 | 3015.4367
|  | 402 | 152.3908 | 15 | VCP | MH-518 | MH-517 | 7.92 | Yes | 1960 | 29810.2161 | 6626.2087 | 6306.9974 | 0 | 42743.4221 | 13288.27 | 824 | 2650.5015
|  | 403 | 13.4036 | 15 | VCP | MH-517 | MH-318 | 6.875 | Yes | 1960 | 2621.9765 | 505.9135 | 554.736 | 0 | 3682.626 | 13288.27 | 824 | 228.3581
|  | 404 | 220.1663 | 10 | VCP | MH-520 | MH-519 | 6.655 | Yes | 1960 | 33026.4412 | 7012.8499 | 8388.8483 | 0 | 48428.1394 | 13288.27 | 824 | 3003.0084
|  | 405 | 130.6488 | 10 | VCP | MH-521 | MH-520 | 6.59 | Yes | 1960 | 19598.1995 | 4120.8451 | 4978.0211 | 0 | 28697.0657 | 13288.27 | 824 | 1779.4929
|  | 406 | 241.1363 | 8 | VCP | MH-522 | MH-521 | 7.84 | Yes | 1960 | 31772.769 | 8516.1883 | 8871.0295 | 0 | 49159.9869 | 13288.27 | 824 | 3048.39
|  | 407 | 434.991 | 12 | VCP | MH-314 | <Null> | 9.565 | Yes | 1960 | 73628.495 | 21085.5256 | 17145.6908 | 0 | 111859.7114 | 13288.27 | 824 | 6936.3734
|  | 408 | 584.5824 | 12 | VCP | MH-315 | MH-314 | 9.565 | Yes | 1960 | 98948.9903 | 28336.7393 | 23042.0137 | 0 | 150327.7434 | 13288.27 | 824 | 9321.7598
|  | 409 | 157.162 | 10 | VCP | MH-330 | MH-329 | 8.135 | Yes | 1960 | 26442.6437 | 6119.2862 | 5988.2381 | 0 | 38550.168 | 13288.27 | 824 | 2390.4796
|  | 410 | 333.1747 | 10 | VCP | MH-329 | MH-326C | 8.82 | Yes | 1960 | 56056.9258 | 14064.8853 | 12694.73 | 0 | 82816.541 | 13288.27 | 824 | 5135.4187
|  | 411 | 72.7334 | 10 | VCP | MH-326C | MH-326B | 9.995 | Yes | 1960 | 12237.4531 | 3479.4626 | 2771.3108 | 0 | 18488.2265 | 13288.27 | 824 | 1146.4471
|  | 412 | 62.0757 | 10 | VCP | MH-326B | MH-326A | 10.455 | Yes | 1960 | 10444.2815 | 3106.2824 | 2365.2266 | 0 | 15915.7905 | 13288.27 | 824 | 986.9314
|  | 413 | 84.5035 | 10 | VCP | MH-326A | MH-326 | 9.325 | Yes | 1960 | 14217.7832 | 3771.543 | 3219.7791 | 0 | 21209.1052 | 13288.27 | 824 | 1315.1676
|  | 414 | 315.9816 | 10 | VCP | MH-326 | MH-325 | 7.95 | Yes | 1960 | 47399.3779 | 12023.3219 | 12039.6318 | 0 | 71462.3316 | 13288.27 | 824 | 4431.3489
|  | 415 | 275.803 | 10 | VCP | MH-325 | MH-324 | 9.08 | Yes | 1960 | 46404.0936 | 11986.1712 | 10508.7361 | 0 | 68899.0009 | 13288.27 | 824 | 4272.3979
|  | 416 | 527.8402 | 12 | VCP | MH-324 | MH-323 | 10.315 | Yes | 1960 | 89344.5646 | 27592.4905 | 20805.4542 | 0 | 137742.5093 | 13288.27 | 824 | 8541.3547
|  | 417 | 160.4876 | 12 | VCP | MH-323 | MH-526 | 9.345 | Yes | 1960 | 27164.8342 | 7600.4603 | 6325.8097 | 0 | 41091.1042 | 13288.27 | 824 | 2548.042
|  | 418 | 139.7303 | 8 | VCP | MH-526 | MH-527 | 8.08 | Yes | 1960 | 19260.9886 | 5085.9081 | 5140.4599 | 0 | 29487.3566 | 13288.27 | 824 | 1828.4985
|  | 419 | 98.9263 | 8 | VCP | MH-P3-10 | MH-P3-9 | 11.035 | Yes | 1997-02-01 | 13636.3989 | 4917.5706 | 3639.3439 | 0 | 22193.3135 | 13288.27 | 5769 | 9635.056
|  | 420 | 56.6981 | 8 | VCP | MH-P3-9 | MH-P3-9 | 9.56 | Yes | 1997-02-01 | 7815.5039 | 2441.7065 | 2085.8371 | 0 | 12343.0475 | 13288.27 | 5769 | 5358.6389
|  | 421 | 8.303 | 8 | VCP | MH-P3-8 | PUMP STATION PS 3 | 8.87 | Yes | 1997-02-01 | 1144.5255 | 331.7628 | 305.4562 | 0 | 1781.7445 | 13288.27 | 5769 | 773.5306
|  | 422 | 639.4531 | 6 | VCP | MH-327 | MH-326 | 8.045 | Yes | 1960 | 84256.0819 | 21725.6468 | 22684.3297 | 0 | 128666.0584 | 13288.27 | 824 | 7978.5278
|  | 423 | 72.6612 | 8 | CI | MH-338 | MH-337 | 3.325 | Yes | 1960 | 9574.0324 | 1088.3302 | 2673.0917 | 0 | 13335.4542 | 13288.27 | 824 | 826.9259
|  | 424 | 94.8674 | 8 | CI | MH-337 | MH-336 | 4.54 | Yes | 1960 | 12499.9832 | 1940.1683 | 3490.0238 | 0 | 17930.1753 | 13288.27 | 824 | 1111.8426
|  | 425 | 311.0085 | 8 | TRUSS | MH-336 | MH-325 | 6.48 | Yes | 1960 | 40979.3293 | 9078.4976 | 11441.5221 | 0 | 61499.349 | 13288.27 | 824 | 3813.5486
|  | 426 | 219.6745 | 8 | VCP | MH-342 | MH-341 | 6.47 | Yes | 1960 | 28944.9105 | 6402.5153 | 8081.485 | 0 | 43428.9108 | 13288.27 | 824 | 2693.0084
|  | 427 | 407.0087 | 8 | VCP | MH-341 | MH-340 | 9.66 | Yes | 1960 | 56103.7436 | 17711.1818 | 14973.2213 | 0 | 88788.1467 | 13288.27 | 824 | 5505.7154
|  | 428 | 537.7361 | 8 | VCP | MH-340 | <Null> | 9.065 | Yes | 1960 | 74123.7377 | 21958.5517 | 19782.479 | 0 | 115864.7684 | 13288.27 | 824 | 7184.7253
|  | 429 | 157.1925 | 8 | VCP | MH-333 | MH-332 | 7.56 | Yes | 1960 | 20712.1142 | 5353.2849 | 5782.8695 | 0 | 31848.2685 | 13288.27 | 824 | 1974.8977
|  | 430 | 153.7547 | 10 | VCP | MH-332 | MH-331 | 9.345 | Yes | 1960 | 25869.3522 | 6877.066 | 5858.4097 | 0 | 38604.8279 | 13288.27 | 824 | 2393.869
|  | 431 | 299.8699 | 10 | VCP | MH-334 | MH-332 | 8.895 | Yes | 1960 | 50453.3708 | 12766.5771 | 11425.741 | 0 | 74645.6889 | 13288.27 | 824 | 4628.7476
|  | 432 | 305.8644 | 10 | VCP | MH-331 | MH-330 | 8.67 | Yes | 1960 | 51461.9466 | 12692.3968 | 11654.1445 | 0 | 75808.488 | 13288.27 | 824 | 4700.8523
|  | 433 | 343.5727 | 8 | VCP | MH-335 | MH-334 | 8.085 | Yes | 1960 | 47359.4602 | 12513.1123 | 12639.5074 | 0 | 72512.0799 | 13288.27 | 824 | 4496.4434
|  | 434 | 48.0488 | 10 | VCP | MH-236 | MH-219 | 6.765 | Yes | 1960 | 7207.6534 | 1555.7736 | 1830.7728 | 0 | 10594.1998 | 13288.27 | 824 | 656.9418
|  | 435 | 20.9821 | 10 | VCP | MH-219 | MH-218 | 7.24 | Yes | 1960 | 3147.4517 | 727.0802 | 799.4653 | 0 | 4673.9972 | 13288.27 | 824 | 289.8326
|  | 436 | 376.8716 | 10 | VCP | MH-238 | MH-237 | 7.83 | Yes | 1960 | 56533.2939 | 14123.7739 | 14359.683 | 0 | 85016.7509 | 13288.27 | 824 | 5271.8527
|  | 437 | 381.3429 | 10 | VCP | MH-237 | MH-236 | 7.15 | Yes | 1960 | 57204.0242 | 13050.2048 | 14530.0512 | 0 | 84784.2803 | 13288.27 | 824 | 5257.4373
|  | 438 | 322.3575 | 8 | PVC | MH-221 | MH-220 | 7.375 | Yes | 1990 | 42474.7059 | 10709.4344 | 11859.0347 | 0 | 65043.1751 | 13288.27 | 4732 | 23162.105
|  | 439 | 120.5656 | 8 | VCP | MH-220 | MH-219B | 8 | Yes | 1960 | 15886.0567 | 4344.9044 | 4435.4232 | 0 | 24666.3843 | 13288.27 | 824 | 1529.5521
|  | 440 | 88.1786 | 10 | VCP | MH-219B | MH-219A | 8 | Yes | 1960 | 13227.3928 | 3376.3615 | 3359.8107 | 0 | 19963.5651 | 13288.27 | 824 | 1237.9322
|  | 441 | 304.6103 | 10 | VCP | MH-219A | <Null> | 8 | Yes | 1960 | 45693.6182 | 11663.5362 | 11606.362 | 0 | 68963.5164 | 13288.27 | 824 | 4276.3985
|  | 442 | 112.1993 | 10 | VCP | MH-239 | MH-238 | 8.355 | Yes | 1960 | 18877.6237 | 4486.7525 | 4275.0531 | 0 | 27639.4292 | 13288.27 | 824 | 1713.9093
|  | 443 | 48.1189 | 10 | VCP | MH-239 | MH-240 | 9.06 | Yes | 1960 | 8096.0497 | 2086.6024 | 1833.4428 | 0 | 12016.0948 | 13288.27 | 824 | 745.113
|  | 444 | 81.1712 | 8 | VCP | MH-223 | MH-222 | 6.825 | Yes | 1960 | 10695.3382 | 2495.5789 | 2986.1628 | 0 | 16177.08 | 13288.27 | 824 | 1003.1339
|  | 445 | 181.8921 | 8 | PVC | MH-222 | MH-221 | 6.755 | Yes | 1990 | 23966.5993 | 5534.8505 | 6691.5291 | 0 | 36192.9789 | 13288.27 | 4732 | 12888.448
|  | 446 | 216.3206 | 10 | VCP | MH-241 | MH-240 | 8.02 | Yes | 1960 | 36396.1319 | 8303.6289 | 8242.319 | 0 | 52942.0798 | 13288.27 | 824 | 3282.916
|  | 447 | 156.1917 | 8 | VCP | MH-224 | MH-223 | 6.59 | Yes | 1960 | 20580.2367 | 4636.7097 | 5746.049 | 0 | 30962.9954 | 13288.27 | 824 | 1920.0022
|  | 448 | 16.0435 | 8 | VCP | MH-225 | C224A | 7.205 | Yes | 1960 | 2113.9378 | 520.7153 | 590.2162 | 0 | 3224.8693 | 13288.27 | 824 | 199.9728
|  | 449 | 147.0764 | 10 | VCP | MH-242 | MH-241 | 7.46 | Yes | 1960 | 22062.4532 | 5251.427 | 5603.9514 | 0 | 32917.8316 | 13288.27 | 824 | 2041.2208
|  | 450 | 18.8848 | 10 | VCP | MH-243 | MH-242 | 8.145 | Yes | 1960 | 3177.3777 | 736.2041 | 719.5534 | 0 | 4633.1352 | 13288.27 | 824 | 287.2988
|  | 451 | 103.853 | 10 | VCP | MH-243A | MH-243 | 7.46 | Yes | 1960 | 15578.6488 | 3708.1161 | 3957.0392 | 0 | 23243.8041 | 13288.27 | 824 | 1441.3385
|  | 452 | 37.5255 | 8 | VCP | MH-226 | MH-225 | 6.41 | Yes | 1960 | 4944.4563 | 1083.5544 | 1380.5035 | 0 | 7408.5141 | 13288.27 | 824 | 459.3988
|  | 453 | 384.9624 | 8 | VCP | MH-227 | MH-226 | 7.205 | Yes | 1960 | 50723.6859 | 12494.5011 | 14162.1687 | 0 | 77380.3558 | 13288.27 | 824 | 4798.3231
|  | 454 | 488.4298 | 8 | VCP | MH-228 | 7 | 8 | Yes | 1960 | 64356.8367 | 17601.8699 | 17968.5755 | 0 | 99927.282 | 13288.27 | 824 | 6196.4485
|  | 455 | 50.5836 | 8 | VCP | MH-233 | MH-229 | 7.825 | Yes | 1960 | 6665.0382 | 1783.0401 | 1860.8939 | 0 | 10308.9722 | 13288.27 | 824 | 639.255
|  | 456 | 53.7822 | 8 | VCP | MH-230 | MH-229 | 7.74 | Yes | 1960 | 7086.4864 | 1875.1933 | 1978.5632 | 0 | 10940.2429 | 13288.27 | 824 | 678.3998
|  | 457 | 470.4175 | 8 | VCP | MH-229 | MH-228 | 8 | Yes | 1960 | 61983.483 | 16952.7475 | 17305.9297 | 0 | 96242.1602 | 13288.27 | 824 | 5967.9356
|  | 458 | 214.2004 | 8 | VCP | MH-258 | MH-257 | 5.935 | Yes | 1960 | 28223.6261 | 5726.7426 | 7880.1007 | 0 | 41830.4695 | 13288.27 | 824 | 2593.8897
|  | 459 | 44.1378 | 8 | VCP | MH-257 | MH-256 | 6.625 | Yes | 1960 | 5815.7122 | 1317.234 | 1623.7601 | 0 | 8756.7063 | 13288.27 | 824 | 542.9997
|  | 460 | 225.6224 | 8 | VCP | MH-253 | MH-252 | 12.085 | Yes | 1960 | 60829.3359 | 12282.7489 | 8300.2992 | 0 | 81412.384 | 13288.27 | 824 | 5048.3475
|  | 461 | 269.4069 | 10 | VCP | MH-256 | MH-255 | 7.35 | Yes | 1960 | 40412.8662 | 9477.4543 | 10265.0298 | 0 | 60155.3503 | 13288.27 | 824 | 3730.2078
|  | 462 | 359.6287 | 8 | VCP | MH-252 | MH-251 | 9.935 | Yes | 1960 | 49572.6863 | 16094.9228 | 13230.1832 | 0 | 78897.7923 | 13288.27 | 824 | 4892.4187
|  | 463 | 249.5651 | 10 | VCP | C254 | MH-249 | 8 | Yes | 1960 | 37436.4585 | 9555.8528 | 9509.0104 | 0 | 56501.3217 | 13288.27 | 824 | 3503.6231
|  | 464 | 26.8505 | 8 | VCP | MH-250 | MH-249 | 7.355 | Yes | 1960 | 3537.8892 | 889.6128 | 987.7867 | 0 | 5415.2887 | 13288.27 | 824 | 335.7998
|  | 465 | 119.3579 | 8 | VCP | MH-251 | MH-250 | 6.405 | Yes | 1960 | 15726.9162 | 3443.7914 | 4390.9908 | 0 | 23561.6984 | 13288.27 | 824 | 1461.0509
|  | 466 | 146.5135 | 8 | VCP | MH-248 | MH-247 | 8.715 | No | 1960 | 20196.0191 | 0 | 0 | 2475.0023 | 22671.0215 | 13288.27 | 824 | 1405.8204
|  | 467 | 181.4264 | 6 | VCP | MH-247 | MH-246 | 8.05 | No | 1960 | 23905.2391 | 0 | 0 | 3064.7742 | 26970.0133 | 13288.27 | 824 | 1672.3991
|  | 468 | 211.3744 | 10 | VCP | MH-249 | MH-246 | 7.435 | Yes | 1960 | 31707.5953 | 7521.9248 | 8053.8562 | 0 | 47283.3762 | 13288.27 | 824 | 2932.0222
|  | 469 | 490.7018 | 10 | VCP | MH-246 | MH-245 | 6.95 | Yes | 1960 | 73608.6008 | 16322.9283 | 18696.8793 | 0 | 108628.4084 | 13288.27 | 824 | 6736.0016
|  | 470 | 472.1662 | 10 | VCP | MH-245 | MH-244 | 6.975 | Yes | 1960 | 70828.1272 | 15762.8476 | 17990.6279 | 0 | 104581.6027 | 13288.27 | 824 | 6485.0609
|  | 471 | 377.4607 | 10 | VCP | MH-244 | MH-243 | 7.46 | Yes | 1960 | 56621.6661 | 13477.4018 | 14382.1299 | 0 | 84481.1978 | 13288.27 | 824 | 5238.6433
|  | 472 | 479.2393 | 8 | VCP | MH-235 | MH-234 | 7.755 | Yes | 1960 | 63145.8658 | 16741.7501 | 17630.4696 | 0 | 97518.0855 | 13288.27 | 824 | 6047.0552
|  | 473 | 478.8224 | 8 | VCP | MH-232 | MH-231 | 7.65 | Yes | 1960 | 63090.9374 | 16500.7067 | 17615.1335 | 0 | 97206.7777 | 13288.27 | 824 | 6027.7512
|  | 474 | 430.6691 | 8 | VCP | MH-234 | MH-233 | 7.58 | Yes | 1960 | 56746.1327 | 14705.4935 | 15843.6496 | 0 | 87295.2758 | 13288.27 | 824 | 5413.1431
|  | 475 | 430.9744 | 8 | VCP | MH-231 | MH-230 | 7.39 | Yes | 1960 | 56786.3598 | 14347.0495 | 15854.8811 | 0 | 86988.2905 | 13288.27 | 824 | 5394.1071
|  | 476 | 416.0922 | 8 | VCP | MH-211 | MH-209 | 6.915 | Yes | 1960 | 54825.443 | 12961.297 | 15307.3886 | 0 | 83094.1286 | 13288.27 | 824 | 5152.6318
|  | 477 | 182.0909 | 8 | VCP | MH-209 | MH-207 | 7.31 | Yes | 1960 | 23992.786 | 5996.1458 | 6698.8405 | 0 | 36687.7724 | 13288.27 | 824 | 2274.9932
|  | 478 | 302.6215 | 8 | VCP | MH-209 | MH-208 | 6.535 | Yes | 1960 | 39874.2281 | 8908.6523 | 11132.9754 | 0 | 59915.8558 | 13288.27 | 824 | 3715.3569
|  | 479 | 481.3389 | 8 | VCP | MH-207 | MH-206 | 8.395 | Yes | 1960 | 66349.7157 | 18202.806 | 17707.7128 | 0 | 102260.2346 | 13288.27 | 824 | 6341.1139
|  | 480 | 468.0089 | 8 | VCP | MH-206 | MH-205 | 8 | Yes | 1960 | 61666.1303 | 16865.9502 | 17217.3241 | 0 | 95749.4045 | 13288.27 | 824 | 5937.3801
|  | 481 | 300.5391 | 8 | TRUSS | MH-205 | MH-203 | 8 | Yes | 1960 | 39599.8544 | 10830.7294 | 11056.3696 | 0 | 61486.9534 | 13288.27 | 824 | 3812.78
|  | 482 | 317.6481 | 8 | TRUSS | MH-203 | <Null> | 8 | Yes | 1960 | 41854.1701 | 11447.2944 | 11685.7797 | 0 | 64987.2442 | 13288.27 | 824 | 4029.8315
|  | 483 | 401.7469 | 8 | TRUSS | MH-202 | MH-201 | 7.94 | Yes | 1960 | 52935.2678 | 14369.4368 | 14779.6474 | 0 | 82084.352 | 13288.27 | 824 | 5090.0159
|  | 484 | 390.2376 | 12 | TRUSS | MH-201 | MH-183 | 7.45 | Yes | 1960 | 63680.1597 | 14733.4531 | 15381.6811 | 0 | 93795.2938 | 13288.27 | 824 | 5816.2065
|  | 485 | 239.0668 | 12 | TRUSS | MH-183 | MH-178 | 7.25 | Yes | 1960 | 39011.6571 | 8783.6806 | 9423.1056 | 0 | 57218.4433 | 13288.27 | 824 | 3548.0915
|  | 486 | 335.1249 | 8 | VCP | MH-155 | MH-178 | 7.8 | Yes | 1960 | 44156.973 | 11775.1928 | 12328.7275 | 0 | 68260.8933 | 13288.27 | 824 | 4232.8291
|  | 487 | 477.5252 | 8 | VCP | C344 | C343B | 8 | Yes | 1960 | 62920.0123 | 17208.8923 | 17567.4109 | 0 | 97696.3155 | 13288.27 | 824 | 6058.1072
|  | 488 | 355.7449 | 10 | VCP | MH-218 | MH-217 | 7.795 | Yes | 1960 | 53364.1459 | 13272.4283 | 13554.7067 | 0 | 80191.2809 | 13288.27 | 824 | 4972.6274
|  | 489 | 256.2723 | 8 | VCP | MH-267A | MH-267 | 6.76 | Yes | 1960 | 33767.1402 | 7803.9613 | 9427.8625 | 0 | 50998.964 | 13288.27 | 824 | 3162.4242
|  | 490 | 163.6129 | 8 | VCP | MH-187 | MH-186 | 7.22 | Yes | 1960 | 21558.0772 | 5321.3442 | 6019.0643 | 0 | 32898.4857 | 13288.27 | 824 | 2040.0212
|  | 491 | 170.1721 | 8 | VCP | MH-186 | MH-185 | 7.72 | Yes | 1960 | 22422.3356 | 5917.9634 | 6260.3672 | 0 | 34600.6663 | 13288.27 | 824 | 2145.5727
|  | 492 | 160.4955 | 8 | VCP | MH-205A | <Null> | 6.845 | Yes | 1960 | 21147.319 | 4948.8341 | 5904.3797 | 0 | 32000.5329 | 13288.27 | 824 | 1984.3395
|  | 493 | 80.3085 | 8 | TRUSS | MH-196 | MH-195 | 5.495 | Yes | 1960 | 10581.6668 | 1987.9063 | 2954.4255 | 0 | 15523.9986 | 13288.27 | 824 | 962.6366
|  | 494 | 77.3813 | 8 | VCP | MH-200 | MH-199 | 6.67 | Yes | 1960 | 10195.9639 | 2325.0283 | 2846.7364 | 0 | 15367.7286 | 13288.27 | 824 | 952.9463
|  | 495 | 164.4594 | 8 | VCP | MH-199 | MH-197 | 7.385 | Yes | 1960 | 21669.6209 | 5471.1163 | 6050.2076 | 0 | 33190.9447 | 13288.27 | 824 | 2058.1564
|  | 496 | 400.9476 | 8 | VCP | MH-198 | MH-197 | 6.8 | Yes | 1960 | 52829.9467 | 12281.8338 | 14750.2415 | 0 | 79862.022 | 13288.27 | 824 | 4952.2102
|  | 497 | 132.4164 | 8 | TRUSS | MH-193A | MH-193 | 6.685 | Yes | 1960 | 17447.5452 | 3987.5843 | 4871.3944 | 0 | 26306.5238 | 13288.27 | 824 | 1631.2564
|  | 498 | 335.2525 | 8 | TRUSS | MH-193 | MH-192 | 7.385 | Yes | 1960 | 44173.7805 | 11152.9357 | 12333.4202 | 0 | 67660.1364 | 13288.27 | 824 | 4195.5764
|  | 499 | 231.8598 | 8 | VCP | MH-194 | MH-192 | 6.66 | Yes | 1960 | 30550.4726 | 6956.1076 | 8529.7616 | 0 | 46036.3418 | 13288.27 | 824 | 2854.6941
|  | 500 | 263.6449 | 8 | VCP | MH-169 | <Null> | 7.54 | Yes | 1960 | 34738.5721 | 8954.8319 | 9699.0885 | 0 | 53392.4926 | 13288.27 | 824 | 3310.8459
|  | 501 | 310.4296 | 8 | PVC | MH-172 | MH-169 | 6.59 | Yes | 1990 | 40903.042 | 9215.4204 | 11420.2225 | 0 | 61538.6849 | 13288.27 | 4732 | 21914.1436
|  | 502 | 150.0033 | 8 | VCP | MH-167 | MH-168 | 7.79 | No | 1960 | 19764.8406 | 0 | 0 | 2533.9539 | 22298.7946 | 13288.27 | 824 | 1382.7388
|  | 503 | 222.9014 | 8 | VCP | MH-167 | MH-166 | 8.14 | No | 1960 | 30725.6362 | 0 | 0 | 3765.3966 | 34491.0328 | 13288.27 | 824 | 2138.7743
|  | 504 | 471.8269 | 8 | VCP | MH-166 | MH-165A | 6.815 | No | 1960 | 62169.1997 | 0 | 0 | 7970.4102 | 70139.6099 | 13288.27 | 824 | 4349.3275
|  | 505 | 55.4988 | 8 | VCP | MH-165A | MH-165 | 6.82 | No | 1960 | 7312.6699 | 0 | 0 | 937.5218 | 8250.1917 | 13288.27 | 824 | 511.5909
|  | 506 | 44.5461 | 8 | VCP | MH-165 | MH-164 | 6.825 | Yes | 1960 | 5869.5148 | 1369.5534 | 1638.7819 | 0 | 8877.8501 | 13288.27 | 824 | 550.5117
|  | 507 | 397.8231 | 8 | VCP | MH-169 | MH-168 | 6.885 | Yes | 1960 | 52418.2459 | 12338.4487 | 14635.2937 | 0 | 79391.9883 | 13288.27 | 824 | 4923.0636
|  | 508 | 404.4324 | 8 | VCP | MH-168A | MH-168 | 7.115 | Yes | 1960 | 53289.1158 | 12962.4635 | 14878.4426 | 0 | 81130.0219 | 13288.27 | 824 | 5030.8383
|  | 509 | 22.5086 | 8 | VCP | MH-168 | MH-162A-1 | 7.345 | Yes | 1960 | 2965.7984 | 744.7449 | 828.0577 | 0 | 4538.601 | 13288.27 | 824 | 281.4367
|  | 510 | 393.0396 | 8 | VCP | MH-164 | MH-162A-1 | 7.125 | Yes | 1960 | 51787.9703 | 12615.0184 | 14459.3193 | 0 | 78862.308 | 13288.27 | 824 | 4890.2184
|  | 511 | 301.5226 | 8 | VCP | MH-162A-1 | MH-162 | 7.64 | Yes | 1960 | 39729.4315 | 10377.1917 | 11092.5478 | 0 | 61199.1709 | 13288.27 | 824 | 3794.9347
|  | 512 | 489.9706 | 8 | VCP | MH-155 | <Null> | 8 | Yes | 1960 | 64559.8511 | 17657.3952 | 18025.2576 | 0 | 100242.5039 | 13288.27 | 824 | 6215.9953
|  | 513 | 237.5585 | 8 | VCP | MH-260 | MH-259 | 7.25 | No | 1960 | 31301.3484 | 0 | 0 | 4012.9934 | 35314.3418 | 13288.27 | 824 | 2189.8274
|  | 514 | 408.5018 | 8 | VCP | MH-259 | MH-258 | 6.135 | No | 1960 | 53825.3006 | 0 | 0 | 6900.6796 | 60725.9801 | 13288.27 | 824 | 3765.5923
|  | 515 | 414.4405 | 8 | VCP | MH-208 | MH-207 | 8.015 | Yes | 1960 | 57128.1668 | 14963.4725 | 15246.624 | 0 | 87338.2633 | 13288.27 | 824 | 5415.8088
|  | 516 | 380.4889 | 8 | VCP | MH-153 | MH-152 | 5.68 | Yes | 1960 | 50134.256 | 9735.4726 | 13997.5985 | 0 | 73867.3271 | 13288.27 | 824 | 4580.4817
|  | 517 | 472.5298 | 12 | VCP | MH-351 | MH-350 | 9.64 | Yes | 1960 | 79982.4787 | 23084.7633 | 18625.3277 | 0 | 121692.5697 | 13288.27 | 824 | 7546.1048
|  | 518 | 153.571 | 8 | VCP | MH-161 | MH-160 | 7.405 | Yes | 1960 | 20234.9371 | 5122.7251 | 5649.6406 | 0 | 31007.3027 | 13288.27 | 824 | 1922.7497
|  | 519 | 450.3594 | 8 | VCP | MH-160 | MH-159 | 6.335 | Yes | 1960 | 59340.5723 | 12852.0522 | 16568.023 | 0 | 88760.6475 | 13288.27 | 824 | 5504.0102
|  | 520 | 298.835 | 8 | VCP | MH-159 | MH-157 | 6.16 | Yes | 1960 | 39375.3169 | 8292.3744 | 10993.6782 | 0 | 58661.3696 | 13288.27 | 824 | 3637.5667
|  | 521 | 371.8524 | 8 | Unknown | MH-156B | MH-156A | 6.59 | Yes | 1960 | 48996.2772 | 11038.8194 | 13679.8723 | 0 | 73714.9689 | 13288.27 | 824 | 4571.034
|  | 522 | 425.7867 | 8 | VCP | MH-156A | MH-156 | 7.125 | Yes | 1960 | 56102.8099 | 13666.0691 | 15664.0324 | 0 | 85432.9114 | 13288.27 | 824 | 5297.6587
|  | 523 | 279.4026 | 8 | VCP | MH-156 | MH-155 | 7.485 | Yes | 1960 | 36814.8495 | 9420.8256 | 10278.7899 | 0 | 56514.465 | 13288.27 | 824 | 3504.4381
|  | 524 | 344.9661 | 8 | VCP | MH-157 | MH-156 | 6.715 | Yes | 1960 | 45453.669 | 10434.9192 | 12690.768 | 0 | 68579.3562 | 13288.27 | 824 | 4252.5769
|  | 525 | 394.1577 | 8 | VCP | MH-140 | MH-139 | 7.66 | Yes | 1960 | 51935.2927 | 13600.8322 | 14500.4521 | 0 | 80036.5771 | 13288.27 | 824 | 4963.0343
|  | 526 | 258.5053 | 8 | VCP | MH-139 | MH-138 | 7.98 | Yes | 1960 | 34061.3593 | 9292.6375 | 9510.0092 | 0 | 52864.006 | 13288.27 | 824 | 3278.0746
|  | 527 | 91.4384 | 8 | VCP | MH-138 | MH-137 | 7.645 | Yes | 1960 | 12048.1683 | 3148.9999 | 3363.8761 | 0 | 18561.0443 | 13288.27 | 824 | 1150.9625
|  | 528 | 55.3389 | 8 | VCP | MH-137 | MH-136 | 8.125 | Yes | 1960 | 7628.1333 | 2025.4439 | 2035.8308 | 0 | 11689.408 | 13288.27 | 824 | 724.8552
|  | 529 | 116.1771 | 8 | VCP | MH-136 | MH-135 | 8.345 | Yes | 1960 | 16014.3314 | 4367.307 | 4273.9773 | 0 | 24655.6158 | 13288.27 | 824 | 1528.8843
|  | 530 | 169.6753 | 8 | VCP | MH-158 | MH-157 | 7.23 | Yes | 1960 | 22356.8727 | 5526.1603 | 6242.0898 | 0 | 34125.1229 | 13288.27 | 824 | 2116.0844
|  | 531 | 242.6296 | 8 | VCP | MH-134 | MH-133 | 7.395 | Yes | 1960 | 31969.5323 | 8082.5535 | 8925.9663 | 0 | 48978.0521 | 13288.27 | 824 | 3037.1083
|  | 532 | 188.6726 | 8 | VCP | MH-133 | C132B | 7.89 | Yes | 1960 | 24860.0102 | 6705.8284 | 6940.9715 | 0 | 38506.81 | 13288.27 | 824 | 2387.791
|  | 533 | 384.1415 | 8 | VCP | C132 | MH-131 | 7.65 | Yes | 1960 | 50615.5339 | 13237.9089 | 14131.9724 | 0 | 77985.4152 | 13288.27 | 824 | 4835.8426
|  | 534 | 296.2526 | 8 | VCP | MH-135 | MH-131 | 7.645 | Yes | 1960 | 39035.0505 | 10202.4944 | 10898.6751 | 0 | 60136.22 | 13288.27 | 824 | 3729.0216
|  | 535 | 124.7801 | 8 | VCP | MH-122 | MH-121 | 8.775 | Yes | 1960 | 17200.1918 | 4932.408 | 4590.4651 | 0 | 26723.0649 | 13288.27 | 824 | 1657.0859
|  | 536 | 343.9299 | 8 | VCP | MH-121 | MH-120 | 6.945 | Yes | 1960 | 45317.1323 | 10759.914 | 12652.6466 | 0 | 68729.6928 | 13288.27 | 824 | 4261.8992
|  | 537 | 305.0662 | 8 | VCP | MH-120 | MH-119 | 6.835 | Yes | 1960 | 40196.3544 | 9392.8917 | 11222.9138 | 0 | 60812.1598 | 13288.27 | 824 | 3770.9363
|  | 538 | 246.7751 | 8 | VCP | MH-119 | MH-118 | 5.52 | Yes | 1960 | 32515.7518 | 6136.306 | 9078.472 | 0 | 47730.5299 | 13288.27 | 824 | 2959.75
|  | 539 | 332.7906 | 8 | VCP | MH-131 | <Null> | 7.65 | Yes | 1960 | 43849.3914 | 11468.3024 | 12242.85 | 0 | 67560.5438 | 13288.27 | 824 | 4189.4007
|  | 540 | 84.9566 | 8 | VCP | MH-118 | MH-117 | 4.755 | Yes | 1960 | 11194.1066 | 1819.7599 | 3125.4201 | 0 | 16139.2866 | 13288.27 | 824 | 1000.7903
|  | 541 | 278.4478 | 8 | VCP | MH-117 | MH-101 | 5.73 | Yes | 1960 | 36689.0367 | 7187.2882 | 10243.6627 | 0 | 54119.9875 | 13288.27 | 824 | 3355.9575
|  | 542 | 66.2675 | 12 | VCP | MH-101 | MH-100 | 7.38 | Yes | 1960 | 10813.7327 | 2478.4269 | 2612.0127 | 0 | 15904.1724 | 13288.27 | 824 | 986.211
|  | 543 | 182.0786 | 12 | VCP | MH-100 | MH-96 | 7.74 | Yes | 1960 | 29712.1403 | 7141.9865 | 7176.8455 | 0 | 44030.9723 | 13288.27 | 824 | 2730.342
|  | 544 | 304.2459 | 8 | VCP | MH-162-A | MH-160 | 7.405 | Yes | 1960 | 40088.268 | 10148.8419 | 11192.7358 | 0 | 61429.8456 | 13288.27 | 824 | 3809.2387
|  | 545 | 45.6385 | 8 | VCP | MH-129 | MH-162-A | 8 | Yes | 1960 | 6013.4509 | 1644.7045 | 1678.9692 | 0 | 9337.1246 | 13288.27 | 824 | 578.9911
|  | 546 | 113.1957 | 8 | VCP | MH-129A | MH-129 | 8 | Yes | 1960 | 14914.9666 | 4079.3071 | 4164.2927 | 0 | 23158.5665 | 13288.27 | 824 | 1436.0529
|  | 547 | 642.3493 | 8 | VCP | MH-129 | MH-128A | 8 | Yes | 1960 | 84637.6838 | 23148.7682 | 23631.0342 | 0 | 131417.4863 | 13288.27 | 824 | 8149.1427
|  | 548 | 78.1599 | 8 | VCP | MH-128A | MH-128 | 7.68 | Yes | 1960 | 10298.556 | 2704.0311 | 2875.3803 | 0 | 15877.9675 | 13288.27 | 824 | 984.586
|  | 549 | 224.2644 | 8 | VCP | MH-128 | <Null> | 7.68 | Yes | 1960 | 29549.6917 | 7758.6883 | 8250.3413 | 0 | 45558.7212 | 13288.27 | 824 | 2825.077
|  | 550 | 260.5647 | 8 | VCP | MH-127 | <Null> | 8 | Yes | 1960 | 34332.7133 | 9390.1438 | 9585.7718 | 0 | 53308.629 | 13288.27 | 824 | 3305.6455
|  | 551 | 333.7421 | 8 | VCP | MH-126 | MH-125 | 5.99 | Yes | 1960 | 43974.7668 | 9005.4309 | 12277.8551 | 0 | 65258.0527 | 13288.27 | 824 | 4046.6242
|  | 552 | 420.0475 | 8 | VCP | MH-125 | MH-123 | 7.765 | Yes | 1960 | 55346.6025 | 14692.8673 | 15452.8976 | 0 | 85492.3673 | 13288.27 | 824 | 5301.3455
|  | 553 | 65.2123 | 8 | VCP | MH-124 | MH-123 | 8.415 | Yes | 1960 | 8989.1351 | 2472.0122 | 2399.0611 | 0 | 13860.2084 | 13288.27 | 824 | 859.4657
|  | 554 | 213.9086 | 8 | VCP | MH-123 | MH-122 | 9.965 | Yes | 1960 | 29486.033 | 9602.2326 | 7869.3661 | 0 | 46957.6317 | 13288.27 | 824 | 2911.8229
|  | 555 | 352.601 | 8 | VCP | MH-107 | MH-106 | 6.235 | Yes | 1960 | 46459.6593 | 9903.4522 | 12971.6428 | 0 | 69334.7542 | 13288.27 | 824 | 4299.4188
|  | 556 | 447.4601 | 8 | VCP | MH-106 | MH-105 | 6.925 | Yes | 1960 | 58958.554 | 13958.5636 | 16461.3627 | 0 | 89378.4803 | 13288.27 | 824 | 5542.3217
|  | 557 | 293.8686 | 8 | VCP | MH-31B | MH-31A | 8 | No | 1960 | 38720.9282 | 0 | 0 | 4964.2216 | 43685.1497 | 13288.27 | 824 | 2708.8977
|  | 558 | 236.577 | 8 | VCP | MH-31A | MH-31-2 | 6.83 | No | 1960 | 31172.0304 | 0 | 0 | 3996.4142 | 35168.4445 | 13288.27 | 824 | 2180.7804
|  | 559 | 215.255 | 8 | VCP | MH-31-2 | MH-31-1 | 5.475 | No | 1960 | 28362.5844 | 0 | 0 | 3636.2288 | 31998.8132 | 13288.27 | 824 | 1984.2329
|  | 560 | 200.6726 | 8 | VCP | MH-31-1 | MH-31 | 6.21 | No | 1960 | 26441.1669 | 0 | 0 | 3389.8932 | 29831.06 | 13288.27 | 824 | 1849.8114
|  | 561 | 138.792 | 12 | VCP | MH-31 | MH-30 | 6.805 | No | 1960 | 22648.5074 | 0 | 0 | 2344.566 | 24993.0734 | 13288.27 | 824 | 1549.8099
|  | 562 | 53.3379 | 12 | VCP | MH-95 | MH-94 | 9.875 | Yes | 1960 | 9028.2089 | 2669.2683 | 2102.3773 | 0 | 13799.8545 | 13288.27 | 824 | 855.7231
|  | 563 | 271.5978 | 12 | VCP | MH-95A | MH-96 | 7.165 | Yes | 1960 | 44320.1609 | 9861.924 | 10705.3529 | 0 | 64887.4378 | 13288.27 | 824 | 4023.6426
|  | 564 | 201.5154 | 12 | VCP | MH-95A | MH-95 | 7.425 | Yes | 1960 | 32883.9072 | 7582.7022 | 7942.9727 | 0 | 48409.5821 | 13288.27 | 824 | 3001.8577
|  | 565 | 205.6864 | 8 | VCP | MH-96 | MH-95A | 7.165 | Yes | 1960 | 27101.7957 | 6638.7818 | 7566.8831 | 0 | 41307.4606 | 13288.27 | 824 | 2561.4582
|  | 566 | 83.2486 | 8 | VCP | MH-98 | MH-97 | 7.73 | Yes | 1960 | 10969.0566 | 2898.831 | 3062.5856 | 0 | 16930.4732 | 13288.27 | 824 | 1049.8515
|  | 567 | 475.6122 | 8 | VCP | MH-99 | MH-98 | 7.255 | Yes | 1960 | 62667.9605 | 15543.7967 | 17497.0374 | 0 | 95708.7947 | 13288.27 | 824 | 5934.8619
|  | 568 | 229.3705 | 8 | VCP | MH-61 | MH-60 | 9.425 | Yes | 1960 | 31617.3702 | 9738.3567 | 8438.187 | 0 | 49793.9139 | 13288.27 | 824 | 3087.6995
|  | 569 | 391.3945 | 8 | VCP | MH-60 | MH-59 | 9.425 | Yes | 1960 | 53951.41 | 16617.3869 | 14398.7968 | 0 | 84967.5937 | 13288.27 | 824 | 5268.8045
|  | 570 | 433.5388 | 8 | VCP | MH-59 | MH-53 | 8 | Yes | 1960 | 57124.2449 | 15623.7251 | 15949.2194 | 0 | 88697.1894 | 13288.27 | 824 | 5500.0752
|  | 571 | 363.1571 | 8 | VCP | MH-51 | MH-49 | 9.97 | Yes | 1960 | 50059.0578 | 16310.0917 | 13359.9882 | 0 | 79729.1377 | 13288.27 | 824 | 4943.9701
|  | 572 | 266.4439 | 8 | VCP | MH-52 | MH-51 | 11.205 | Yes | 1960 | 36727.7104 | 13448.8233 | 9802.0578 | 0 | 59978.5915 | 13288.27 | 824 | 3719.2471
|  | 573 | 264.7975 | 8 | VCP | MH-50 | MH-49 | 7.715 | Yes | 1960 | 34890.4386 | 9202.7259 | 9741.49 | 0 | 53834.6545 | 13288.27 | 824 | 3338.2641
|  | 574 | 174.6245 | 8 | VCP | MH-59 | MH-57 | 8.675 | Yes | 1960 | 24070.9536 | 6824.0367 | 6424.1652 | 0 | 37319.1554 | 13288.27 | 824 | 2314.145
|  | 575 | 225.3977 | 8 | VCP | MH-57 | MH-56B | 9.025 | Yes | 1960 | 31069.7354 | 9163.5412 | 8292.0318 | 0 | 48525.3084 | 13288.27 | 824 | 3009.0338
|  | 576 | 141.5404 | 8 | VCP | MH-56B | MH-56A | 8.705 | Yes | 1960 | 19510.5011 | 5550.2912 | 5207.0509 | 0 | 30267.8433 | 13288.27 | 824 | 1876.8962
|  | 577 | 344.4776 | 8 | VCP | MH-56A | MH-56 | 8.355 | Yes | 1960 | 47484.1939 | 12965.0471 | 12672.7969 | 0 | 73122.0379 | 13288.27 | 824 | 4534.2666
|  | 578 | 200.5978 | 8 | VCP | MH-56 | MH-55 | 8.375 | No | 1960 | 27651.2207 | 0 | 0 | 3388.63 | 31039.8507 | 13288.27 | 824 | 1924.768
|  | 579 | 119.357 | 8 | VCP | MH-55 | MH-54 | 8.375 | No | 1960 | 16452.6603 | 0 | 0 | 2016.2574 | 18468.9177 | 13288.27 | 824 | 1145.2498
|  | 580 | 282.8859 | 8 | VCP | MH-54 | MH-53 | 8 | Yes | 1960 | 37273.8133 | 10194.5472 | 10406.9336 | 0 | 57875.2942 | 13288.27 | 824 | 3588.8225
|  | 581 | 540.4748 | 10 | VCP | MH-49 | MH-48 | 7.925 | Yes | 1960 | 81074.8843 | 20500.7766 | 20593.3452 | 0 | 122169.0062 | 13288.27 | 824 | 7575.6484
|  | 582 | 182.023 | 10 | VCP | MH-48 | MH-47 | 7.12 | Yes | 1960 | 27304.6846 | 6203.0012 | 6935.4992 | 0 | 40443.1851 | 13288.27 | 824 | 2507.8648
|  | 583 | 101.0678 | 10 | VCP | MH-47 | MH-46 | 5.64 | No | 1960 | 15160.852 | 0 | 0 | 1707.3032 | 16868.1552 | 13288.27 | 824 | 1045.9872
|  | 584 | 335.0872 | 10 | VCP | MH-46 | MH-45 | 5.84 | No | 1960 | 50265.3473 | 0 | 0 | 5660.5121 | 55925.8593 | 13288.27 | 824 | 3467.9389
|  | 585 | 78.7038 | 8 | VCP | MH-42 | MH-41 | 5.375 | No | 1960 | 10370.2241 | 0 | 0 | 1329.5159 | 11699.7401 | 13288.27 | 824 | 725.4959
|  | 586 | 69.8572 | 8 | VCP | MH-41 | MH-40 | 5.145 | No | 1960 | 9204.5767 | 0 | 0 | 1180.0739 | 10384.6506 | 13288.27 | 824 | 643.9478
|  | 587 | 239.1129 | 10 | VCP | MH-45 | MH-41 | 5.16 | No | 1960 | 35868.5636 | 0 | 0 | 4039.2527 | 39907.8163 | 13288.27 | 824 | 2474.6668
|  | 588 | 207.3926 | 8 | VCP | MH-44 | MH-42 | 7.325 | Yes | 1960 | 27326.6123 | 6843.3311 | 7629.6524 | 0 | 41799.5959 | 13288.27 | 824 | 2591.9753
|  | 589 | 227.5767 | 8 | VCP | MH-37 | MH-38 | 8.93 | Yes | 1960 | 31370.102 | 9154.7389 | 8372.195 | 0 | 48897.0359 | 13288.27 | 824 | 3032.0845
|  | 590 | 181.5961 | 10 | VCP | MH-40 | MH-39 | 6.775 | No | 1960 | 27240.6505 | 0 | 0 | 3067.6408 | 30308.2913 | 13288.27 | 824 | 1879.4043
|  | 591 | 160.1002 | 10 | VCP | MH-39 | MH-38 | 7.445 | No | 1960 | 24016.1211 | 0 | 0 | 2704.5181 | 26720.6393 | 13288.27 | 824 | 1656.9355
|  | 592 | 377.2937 | 12 | VCP | MH-38 | MH-32 | 7.045 | No | 1960 | 61567.9373 | 0 | 0 | 6373.4925 | 67941.4297 | 13288.27 | 824 | 4213.0193
|  | 593 | 280.3301 | 12 | VCP | MH-32 | MH-31 | 6.845 | No | 1960 | 45745.1257 | 0 | 0 | 4735.5203 | 50480.6459 | 13288.27 | 824 | 3130.2835
|  | 594 | 81.2613 | 8 | VCP | MH-116 | MH-115 | 7.245 | Yes | 1960 | 10707.2138 | 2652.0945 | 2989.4785 | 0 | 16348.7867 | 13288.27 | 824 | 1013.7813
|  | 595 | 220.1035 | 8 | VCP | MH-115 | MH-114 | 7.245 | Yes | 1960 | 29001.4357 | 7183.4325 | 8097.2669 | 0 | 44282.1352 | 13288.27 | 824 | 2745.9165
|  | 596 | 254.9561 | 8 | VCP | MH-114 | MH-113 | 7.405 | Yes | 1960 | 33593.7099 | 8504.664 | 9379.4404 | 0 | 51477.8142 | 13288.27 | 824 | 3192.1175
|  | 597 | 330.3042 | 8 | VCP | MH-108 | MH-105 | 6.755 | Yes | 1960 | 43521.7755 | 10050.9263 | 12151.3789 | 0 | 65724.0807 | 13288.27 | 824 | 4075.5224
|  | 598 | 140.3903 | 8 | VCP | MH-112 | MH-108 | 7.465 | Yes | 1960 | 18498.213 | 4720.9969 | 5164.7432 | 0 | 28383.9532 | 13288.27 | 824 | 1760.0769
|  | 599 | 233.7978 | 8 | VCP | MH-113 | MH-112 | 7.405 | Yes | 1960 | 30805.8325 | 7798.8783 | 8601.0587 | 0 | 47205.7695 | 13288.27 | 824 | 2927.2098
|  | 600 | 281.7973 | 8 | VCP | MH-490 | MH-490A | 7.265 | Yes | 1960 | 37130.3792 | 9222.2976 | 10366.8865 | 0 | 56719.5633 | 13288.27 | 824 | 3517.1561
|  | 601 | 83.9311 | 8 | VCP | MH-490A | MH-490B | 6.525 | Yes | 1960 | 11058.9867 | 2467.0047 | 3087.6943 | 0 | 16613.6858 | 13288.27 | 824 | 1030.2076
|  | 602 | 176.8779 | 8 | VCP | MH-458 | MH-451 | 8 | Yes | 1960 | 23305.9106 | 6374.2661 | 6507.0633 | 0 | 36187.24 | 13288.27 | 824 | 2243.9554
|  | 603 | 26.441 | 8 | VCP | MH-422 | MH-421 | 7.31 | Yes | 1960 | 3483.9394 | 870.6871 | 972.7238 | 0 | 5327.3504 | 13288.27 | 824 | 330.3467
|  | 604 | 277.1789 | 8 | VCP | MH-26 | MH-35 | 9.475 | No | 1960 | 38207.4696 | 0 | 0 | 4682.2879 | 42889.7576 | 13288.27 | 824 | 2659.5757
|  | 605 | 130.0995 | 8 | VCP | MH-35 | MH-34 | 9.105 | No | 1960 | 17933.4392 | 0 | 0 | 2197.7254 | 20131.1646 | 13288.27 | 824 | 1248.325
|  | 606 | 45.4283 | 8 | VCP | MH-34 | MH-33 | 6.885 | No | 1960 | 5985.7511 | 0 | 0 | 767.404 | 6753.1551 | 13288.27 | 824 | 418.7603
|  | 607 | 33.8758 | 8 | VCP | MH-33 | MH-32 | 6.7 | No | 1960 | 4463.563 | 0 | 0 | 572.2517 | 5035.8146 | 13288.27 | 824 | 312.2687
|  | 612 | 330.1277 | 12 | VCP | MH-102 | MH-101 | 7.085 | Yes | 1960 | 53871.2491 | 11853.3478 | 13012.379 | 0 | 78736.9759 | 13288.27 | 824 | 4882.4466
|  | 613 | 301.7694 | 12 | VCP | MH-103 | MH-102 | 6.71 | Yes | 1960 | 49243.6537 | 10261.6434 | 11894.6023 | 0 | 71399.8994 | 13288.27 | 824 | 4427.4776
|  | 614 | 427.6791 | 12 | VCP | MH-104 | MH-103 | 7.005 | Yes | 1960 | 69789.9796 | 15182.5716 | 16857.483 | 0 | 101830.0342 | 13288.27 | 824 | 6314.4373
|  | 615 | 111.5548 | 8 | VCP | MH-105 | MH-104 | 7.29 | Yes | 1960 | 14698.7688 | 3663.3855 | 4103.9298 | 0 | 22466.084 | 13288.27 | 824 | 1393.1124
|  | 616 | 175.2585 | 8 | VCP | MH-93 | MH-92 | 7.94 | Yes | 1960 | 23092.5398 | 6268.539 | 6447.4897 | 0 | 35808.5686 | 13288.27 | 824 | 2220.4742
|  | 617 | 434.0513 | 8 | VCP | MH-154 | MH-153 | 5.715 | Yes | 1960 | 57191.7836 | 11174.3946 | 15968.0763 | 0 | 84334.2545 | 13288.27 | 824 | 5229.5314
|  | 618 | 218.5701 | 8 | VCP | MH-155 | MH-154 | 6.72 | Yes | 1960 | 28799.3889 | 6616.475 | 8040.855 | 0 | 43456.7189 | 13288.27 | 824 | 2694.7328
|  | 619 | 187.1579 | 18 | VCP | MH-141A | MH-141 | 8.855 | Yes | 1960 | 47234.2125 | 9798.5698 | 8114.7576 | 0 | 65147.5399 | 13288.27 | 824 | 4039.7714
|  | 620 | 306.303 | 8 | TRUSS | MH-195 | MH-190 | 7.185 | Yes | 1960 | 40359.3103 | 9913.9024 | 11268.4114 | 0 | 61541.6242 | 13288.27 | 824 | 3816.1701
|  | 621 | 361.336 | 10 | VCP | MH-74 | MH-73 | 8.175 | Yes | 1960 | 60795.0973 | 14138.2173 | 13767.7429 | 0 | 88701.0575 | 13288.27 | 824 | 5500.315
|  | 622 | 174.2563 | 10 | VCP | MH-255 | C254A | 7.775 | Yes | 1960 | 26139.6217 | 6484.6181 | 6639.5686 | 0 | 39263.8083 | 13288.27 | 824 | 2434.7321
|  | 624 | 2.0001 | 12 | PVC | C343A | MH-343 | 7.315 | Yes | 1990 | 326.3863 | 74.1465 | 78.8373 | 0 | 479.3701 | 13288.27 | 4732 | 170.7054
|  | 625 | 2.9999 | 8 | PVC | C343B | MH-343 | 7.315 | Yes | 1990 | 395.2805 | 98.8539 | 110.3632 | 0 | 604.4976 | 13288.27 | 4732 | 215.2637
|  | 626 | 6.6671 | 12 | PVC | MH-343 | C343 | 7.315 | Yes | 1990 | 1087.9512 | 247.1541 | 262.7902 | 0 | 1597.8955 | 13288.27 | 4732 | 569.0163
|  | 628 | 3.4582 | 8 | PVC | C132B | MH-132 | 7.1 | Yes | 1990 | 455.6583 | 110.6042 | 127.2208 | 0 | 693.4833 | 13288.27 | 4732 | 246.9519
|  | 629 | 1.25 | 6 | PVC | R132C | 132 | 6.925 | Yes | 1990 | 158.368 | 36.5566 | 44.343 | 0 | 239.2677 | 13288.27 | 4732 | 85.2041
|  | 631 | 2 | 8 | PVC | MH-132 | C132 | 7.1 | Yes | 1990 | 263.5293 | 63.9678 | 73.578 | 0 | 401.075 | 13288.27 | 4732 | 142.8242
|  | 633 | 6.5 | 6 | PVC | C382B | 382 | 6.365 | Yes | 1990 | 823.5232 | 174.7242 | 230.5865 | 0 | 1228.8339 | 13288.27 | 4732 | 437.5921
|  | 634 | 2.8749 | 10 | PVC | C382A | MH-382 | 8.125 | Yes | 1990 | 483.7045 | 111.8 | 109.5404 | 0 | 705.045 | 13288.27 | 4732 | 251.069
|  | 635 | 4.0001 | 10 | PVC | MH-382 | Y382 | 8.125 | Yes | 1990 | 673.0186 | 155.5567 | 152.4127 | 0 | 980.988 | 13288.27 | 4732 | 349.3333
|  | 638 | 2.0001 | 6 | PVC | C382C | B382 | 8 | Yes | 1990 | 253.4071 | 67.5752 | 70.954 | 0 | 391.9363 | 13288.27 | 4732 | 139.5699
|  | 639 | 5.167 | 12 | PVC | C345 | MH-345 | 6.28 | Yes | 1990 | 843.175 | 164.4453 | 203.6655 | 0 | 1211.2858 | 13288.27 | 4732 | 431.3432
|  | 642 | 1.9999 | 8 | VCP | 344 | C344out | 5.2 | Yes | 1960 | 263.5082 | 46.8459 | 73.5721 | 0 | 383.9262 | 13288.27 | 824 | 23.8071
|  | 643 | 2.958 | 10 | PVC | C322A | MH-322 | 5.94 | Yes | 1990 | 443.7169 | 84.0963 | 112.7059 | 0 | 640.5191 | 13288.27 | 4732 | 228.0911
|  | 644 | 3.0001 | 10 | PVC | MH-322 | C322out | 5.94 | Yes | 1990 | 450.0303 | 85.2929 | 114.3095 | 0 | 649.6326 | 13288.27 | 4732 | 231.3365
|  | 645 | 1.5 | 8 | PVC | B224A | MH-224 | 7.145 | Yes | 1990 | 197.6458 | 48.2796 | 55.1832 | 0 | 301.1086 | 13288.27 | 4732 | 107.2258
|  | 646 | 4.5 | 8 | PVC | B224A1 | B224A | 8 | Yes | 1990 | 592.9382 | 162.1711 | 165.5497 | 0 | 920.659 | 13288.27 | 4732 | 327.8499
|  | 647 | 1.2889 | 8 | VCP | C224A | B224A1 | 8 | Yes | 1960 | 169.828 | 46.4487 | 47.4164 | 0 | 263.6931 | 13288.27 | 824 | 16.3515
|  | 648 | 4.5 | 8 | PVC | MH-224 | C224 | 7.145 | Yes | 1990 | 592.9342 | 144.8381 | 165.5486 | 0 | 903.3209 | 13288.27 | 4732 | 321.6758
|  | 650 | 3.0831 | 8 | VCP | MH-371 | C371 | 7.255 | Yes | 1960 | 406.2382 | 100.761 | 113.4226 | 0 | 620.4217 | 13288.27 | 824 | 38.4721
|  | 651 | 2.667 | 8 | PVC | C371B | MH-371 | 7.255 | Yes | 1990 | 351.4105 | 87.1618 | 98.1146 | 0 | 536.6869 | 13288.27 | 4732 | 191.1161
|  | 652 | 0.99997 | 6 | PVC | B371A | 371 | 7.12 | Yes | 1990 | 126.6911 | 30.068 | 35.4735 | 0 | 192.2327 | 13288.27 | 4732 | 68.4547
|  | 654 | 1.0001 | 6 | PVC | C371A | B371A1 | 8 | Yes | 1990 | 126.7077 | 33.7887 | 35.4782 | 0 | 195.9746 | 13288.27 | 4732 | 69.7872
|  | 656 | 7.5831 | 10 | PVC | C254A | MH-254 | 8 | Yes | 1990 | 1137.5199 | 290.3579 | 288.9346 | 0 | 1716.8124 | 13288.27 | 4732 | 611.363
|  | 657 | 3 | 10 | PVC | MH-254 | C254out | 8 | Yes | 1990 | 450.0234 | 114.8708 | 114.3077 | 0 | 679.2019 | 13288.27 | 4732 | 241.8662
|  | 658 | 2 | 8 | PVC | R254B | MH-254 | 8 | Yes | 1990 | 263.5269 | 72.0757 | 73.5773 | 0 | 409.1799 | 13288.27 | 4732 | 145.7104
|  | 659 | 2.5 | 6 | PVC | C254B | R254B | 8 | Yes | 1990 | 316.7389 | 84.4637 | 88.6869 | 0 | 489.8896 | 13288.27 | 4732 | 174.4514
|  | 664 | 146.0351 | 8 | PVC | MH-387A | MH-387 | 6.225 | Yes | 1990 | 19241.9768 | 4095.0874 | 5372.4038 | 0 | 28709.4679 | 13288.27 | 4732 | 10223.5432
|  | 665 | 256.4395 | 8 | VCP | MH-422A | 422 | 8 | Yes | 1960 | 33789.1642 | 9241.4808 | 9434.0117 | 0 | 52464.6566 | 13288.27 | 824 | 3253.3112
|  | 666 | 310.7149 | 8 | VCP | MH-386A | MH-386 | 9.495 | Yes | 1960 | 42830.2035 | 13289.9602 | 11430.7188 | 0 | 67550.8825 | 13288.27 | 824 | 4188.8016
|  | 688 | 487.2695 | 10 | VCP | MH-321 | MH-316 | 9.375 | Yes | 1960 | 81983.5079 | 21864.3266 | 18566.1001 | 0 | 122413.9346 | 13288.27 | 824 | 7590.8363
|  | 705 | 24.8693 | 8 | Unknown | MH-491B | MH-491A | 8 | Yes | 1960 | 3276.8403 | 896.2298 | 914.9013 | 0 | 5087.9715 | 13288.27 | 824 | 315.503
|  | 706 | 47.4313 | 8 | PVC | MH-491A | MH-491 | 7.27 | Yes | 1990 | 6249.6821 | 1553.3398 | 1744.9255 | 0 | 9547.9474 | 13288.27 | 4732 | 3400.0579
|  | 713 | 69.1346 | 30 | PE | MH-R1 | WWTP | 9.48 | No | 1985-10-01 | 34825.8126 | 0 | 0 | 1167.8676 | 35993.6802 | 13288.27 | 4195 | 11362.9154
|  | 714 | 69.0873 | 30 | RCP | MH-1 | WWTP | 8 | No | 1960 | 33331.4576 | 0 | 0 | 1167.0678 | 34498.5254 | 13288.27 | 824 | 2139.239
|  | 749 | 194.8749 | 8 | PVC | MH-292C | MH-292B | 8.9 | Yes | 1988-05-01 | 26862.345 | 7812.9043 | 7169.1444 | 0 | 41844.3936 | 13288.27 | 4519 | 14230.2056
|  | 780 | 224.9206 | 8 | VCP | MH-111 | MH-110 | 5.75 | Yes | 1960 | 29636.1454 | 5825.9089 | 8274.4793 | 0 | 43736.5337 | 13288.27 | 824 | 2712.0839
|  | 781 | 249.9411 | 8 | VCP | MH-110 | MH-109 | 6.68 | Yes | 1960 | 32932.9133 | 7521.0893 | 9194.9444 | 0 | 49648.947 | 13288.27 | 824 | 3078.7102
|  | 782 | 297.9923 | 8 | VCP | MH-109 | MH-108 | 7.27 | Yes | 1960 | 39264.2753 | 9759.0182 | 10962.6752 | 0 | 59985.9687 | 13288.27 | 824 | 3719.7045
|  | 789 | 70.7095 | 8 | VCP | MH-147 | MH-146 | 6.16 | Yes | 1960 | 9316.8824 | 1962.1195 | 2601.2948 | 0 | 13880.2967 | 13288.27 | 824 | 860.7113
|  | 795 | 171.315 | 10 | VCP | MH-301 | MH-298 | 7.77 | Yes | 1988-05-01 | 25698.4132 | 6371.0649 | 6527.4998 | 0 | 38596.978 | 13288.27 | 4519 | 13125.8428
|  | 800 | 137.8265 | 8 | VCP | MH-490B | MH-491 | 6.53 | Yes | 1960 | 18160.3917 | 4054.2686 | 5070.4228 | 0 | 27285.0831 | 13288.27 | 824 | 1691.9365
|  | 801 | 49.6818 | 8 | VCP | MH-490C | MH-490B | 7.26 | Yes | 1960 | 6546.2118 | 1624.8034 | 1827.7173 | 0 | 9998.7325 | 13288.27 | 824 | 620.0172
|  | 802 | 68.4634 | 8 | VCP | MH-490D | MH-490C | 8 | Yes | 1960 | 9020.9258 | 2467.2618 | 2518.6631 | 0 | 14006.8507 | 13288.27 | 824 | 868.5589
|  | 803 | 177.4166 | 8 | VCP | MH-489A | MH-490 | 7.685 | Yes | 1960 | 23376.8936 | 6141.9291 | 6526.882 | 0 | 36045.7048 | 13288.27 | 824 | 2235.1789
|  | 811 | 57.8064 | 8 | VCP | MH-170 | MH-170 | 8 | Yes | 1960 | 7616.7282 | 2083.2077 | 2126.6079 | 0 | 11826.5438 | 13288.27 | 824 | 733.359
|  | 822 | 468.3882 | 8 | VCP | MH-197 | MH-195 | 6.78 | Yes | 1960 | 61716.1063 | 14305.4769 | 17231.2775 | 0 | 93252.8608 | 13288.27 | 824 | 5782.5704
|  | 868 | 136.7802 | 8 | VCP | MH-368 | MH-367 | 9.475 | Yes | 1960 | 18854.3331 | 5838.0656 | 5031.9299 | 0 | 29724.3286 | 13288.27 | 824 | 1843.193
|  | 880 | 167.7929 | 8 | VCP | MH-395 | MH-394 | 9.48 | Yes | 1960 | 23129.2506 | 7165.5325 | 6172.8392 | 0 | 36467.6223 | 13288.27 | 824 | 2261.3418
|  | 881 | 66.7851 | 6 | PVC | MH-415 | MH-414 | 5.425 | No | 1990 | 8461.331 | 0 | 0 | 1128.1775 | 9589.5085 | 13288.27 | 4732 | 3414.8579
|  | 882 | 9.7938 | 6 | CI | MH-415 | MH-414 | 5.425 | Yes | 1960 | 1240.8253 | 224.3826 | 347.4311 | 0 | 1812.639 | 13288.27 | 824 | 112.401
|  | 883 | 160.4834 | 8 | VCP | MH-486 | MH-485 | 8.13 | Yes | 1960 | 22121.6841 | 5877.4278 | 5903.9353 | 0 | 33903.0473 | 13288.27 | 824 | 2102.3136
|  | 885 | 29.6669 | 8 | VCP | MH-74A | MH-74 | 8.175 | Yes | 1960 | 4089.4014 | 1092.5116 | 1091.398 | 0 | 6273.311 | 13288.27 | 824 | 389.0054
|  | 886 | 208.5052 | 10 | VCP | MH-477 | MH-476 | 10.575 | Yes | 1960 | 35081.1717 | 10553.4097 | 7944.5313 | 0 | 53579.1127 | 13288.27 | 824 | 3322.4181
|  | 888 | 140.8687 | 8 | VCP | MH-288A | MH-288 | 6.33 | Yes | 1960 | 18561.2401 | 4016.8427 | 5182.3406 | 0 | 27760.4234 | 13288.27 | 824 | 1721.4121
|  | 889 | 191.5844 | 8 | VCP | MH-53 | MH-51 | 10.255 | Yes | 1960 | 26408.7706 | 8850.3903 | 7048.0924 | 0 | 42307.2532 | 13288.27 | 824 | 2623.4549
|  | 890 | 202.5627 | 8 | VCP | MH-44 | MH-42 | 7.325 | Yes | 1960 | 26690.2058 | 6683.9575 | 7451.9663 | 0 | 40826.1296 | 13288.27 | 824 | 2531.611
|  | 892 | 274.6829 | 8 | TRUSS | MH-205 | MH-203 | 8 | Yes | 1960 | 36192.967 | 9898.9312 | 10105.1589 | 0 | 56197.0571 | 13288.27 | 824 | 3484.7557
|  | 895 | 63.3678 | 8 | VCP | MH-361 | MH-349 | 6.42 | Yes | 1960 | 8349.5134 | 1832.6111 | 2331.2032 | 0 | 12513.3277 | 13288.27 | 824 | 775.9462
|  | 896 | 174.786 | 8 | VCP | MH-489C | MH-489B | 8 | Yes | 1960 | 23030.2813 | 6298.8803 | 6430.107 | 0 | 35759.2686 | 13288.27 | 824 | 2217.4171
|  | 897 | 26.5392 | 8 | VCP | MH-309 | MH-308 | 5.775 | Yes | 1988-05-01 | 3496.872 | 690.4081 | 976.3346 | 0 | 5163.6146 | 13288.27 | 4519 | 1756.013
TOTAL Account No. 361.2 Collection Sewers - Gravity | [17 empty] | 3221022.9311
Notes:
1. Data obtained from Greenville Sanitary Authority GIS data.
2. In road vs. our of road assigned visually using GIS and aerial mapping.
3. Average depth assigned based on upstream and downstream manhole depths where available. For pipe segments lacking upstream and downstream manhole data, depth was assumed to be 8 feet.
4. Refer to Appendix C for unit cost breakdown.
5. Unit prices include excavation, pipe bedding, installation, backfill, restoration, traffic control, etc.

## 362.2 - Manholes
Greenville Sanitary Authority, Mercer County, Pennsylvania Original Cost of Sanitary Sewer System May 2023 Account No. 362.2 Collection Sewers - Manholes
Account No. | Notes | ID | Depth | Year Constructed | Current Evaluation | Current ENR Construction Cost Index | Old ENR Construction Cost Index | Original Cost
362.2 | 1,2,3,5 | Collection Sewers - Manholes
|  | B224A | 8 | 1960 | 5473.2205 | 13288.27 | 824 | 339.3921
|  | B224A1 | 8 | 1960 | 5473.2205 | 13288.27 | 824 | 339.3921
|  | B344A | 8 | 1960 | 5473.2205 | 13288.27 | 824 | 339.3921
|  | B344A2 | 8 | 1960 | 5473.2205 | 13288.27 | 824 | 339.3921
|  | B371A | 8 | 1960 | 5473.2205 | 13288.27 | 824 | 339.3921
|  | B371A1 | 8 | 1960 | 5473.2205 | 13288.27 | 824 | 339.3921
|  | B382 | 8 | 1960 | 5473.2205 | 13288.27 | 824 | 339.3921
|  | C132 | 8 | 1960 | 5473.2205 | 13288.27 | 824 | 339.3921
|  | C132B | 8 | 1960 | 5473.2205 | 13288.27 | 824 | 339.3921
|  | C132C | 8 | 1960 | 5473.2205 | 13288.27 | 824 | 339.3921
|  | C224 | 8 | 1960 | 5473.2205 | 13288.27 | 824 | 339.3921
|  | C224A | 8 | 1960 | 5473.2205 | 13288.27 | 824 | 339.3921
|  | C254 | 8 | 1960 | 5473.2205 | 13288.27 | 824 | 339.3921
|  | C254A | 8 | 1960 | 5473.2205 | 13288.27 | 824 | 339.3921
|  | C254B | 8 | 1960 | 5473.2205 | 13288.27 | 824 | 339.3921
|  | C322 | 8 | 1960 | 5473.2205 | 13288.27 | 824 | 339.3921
|  | C322A | 8 | 1960 | 5473.2205 | 13288.27 | 824 | 339.3921
|  | C343 | 8 | 1960 | 5473.2205 | 13288.27 | 824 | 339.3921
|  | C343A | 8 | 1960 | 5473.2205 | 13288.27 | 824 | 339.3921
|  | C343B | 8 | 1960 | 5473.2205 | 13288.27 | 824 | 339.3921
|  | C344 | 8 | 1960 | 5473.2205 | 13288.27 | 824 | 339.3921
|  | C345 | 8 | 1960 | 5473.2205 | 13288.27 | 824 | 339.3921
|  | C371 | 8 | 1960 | 5473.2205 | 13288.27 | 824 | 339.3921
|  | C371A | 8 | 1960 | 5473.2205 | 13288.27 | 824 | 339.3921
|  | C371B | 8 | 1960 | 5473.2205 | 13288.27 | 824 | 339.3921
|  | C382A | 8 | 1960 | 5473.2205 | 13288.27 | 824 | 339.3921
|  | C382B | 8 | 1960 | 5473.2205 | 13288.27 | 824 | 339.3921
|  | C382C | 8 | 1960 | 5473.2205 | 13288.27 | 824 | 339.3921
|  | C672 | 8 | 1960 | 5473.2205 | 13288.27 | 824 | 339.3921
|  | C673 | 8 | 1960 | 5473.2205 | 13288.27 | 824 | 339.3921
|  | CO-617 | 8 | 1960 | 5473.2205 | 13288.27 | 824 | 339.3921
|  | CO-618 | 8 | 1960 | 5473.2205 | 13288.27 | 824 | 339.3921
|  | MH-1 | 8 | 1960 | 5473.2205 | 13288.27 | 824 | 339.3921
|  | MH-10 | 8 | 1960 | 5473.2205 | 13288.27 | 824 | 339.3921
|  | MH-100 | 8 | 1960 | 5473.2205 | 13288.27 | 824 | 339.3921
|  | MH-101 | 6.76 | 1960 | 5473.2205 | 13288.27 | 824 | 339.3921
|  | MH-102 | 7.41 | 1960 | 5473.2205 | 13288.27 | 824 | 339.3921
|  | MH-103 | 6.01 | 1960 | 5473.2205 | 13288.27 | 824 | 339.3921
|  | MH-104 | 8 | 1960 | 5473.2205 | 13288.27 | 824 | 339.3921
|  | MH-105 | 6.58 | 1960 | 5473.2205 | 13288.27 | 824 | 339.3921
|  | MH-106 | 7.27 | 1960 | 5473.2205 | 13288.27 | 824 | 339.3921
|  | MH-107 | 5.2 | 1960 | 5473.2205 | 13288.27 | 824 | 339.3921
|  | MH-108 | 6.93 | 1960 | 5473.2205 | 13288.27 | 824 | 339.3921
|  | MH-109 | 7.61 | 1960 | 5473.2205 | 13288.27 | 824 | 339.3921
|  | MH-10A | 9.98 | 1960 | 6326.1308 | 13288.27 | 824 | 392.2807
|  | MH-11 | 9.62 | 1960 | 6171.0562 | 13288.27 | 824 | 382.6646
|  | MH-110 | 5.75 | 1960 | 5473.2205 | 13288.27 | 824 | 339.3921
|  | MH-111 | 5.75 | 1960 | 5473.2205 | 13288.27 | 824 | 339.3921
|  | MH-112 | 8 | 1960 | 5473.2205 | 13288.27 | 824 | 339.3921
|  | MH-113 | 6.81 | 1960 | 5473.2205 | 13288.27 | 824 | 339.3921
|  | MH-114 | 8 | 1960 | 5473.2205 | 13288.27 | 824 | 339.3921
|  | MH-115 | 6.49 | 1960 | 5473.2205 | 13288.27 | 824 | 339.3921
|  | MH-116 | 8 | 1960 | 5473.2205 | 13288.27 | 824 | 339.3921
|  | MH-117 | 4.7 | 1960 | 5473.2205 | 13288.27 | 824 | 339.3921
|  | MH-118 | 4.81 | 1960 | 5473.2205 | 13288.27 | 824 | 339.3921
|  | MH-119 | 6.23 | 1960 | 5473.2205 | 13288.27 | 824 | 339.3921
|  | MH-12 | 9.36 | 1960 | 6059.0579 | 13288.27 | 824 | 375.7196
|  | MH-120 | 7.44 | 1960 | 5473.2205 | 13288.27 | 824 | 339.3921
|  | MH-121 | 6.45 | 1960 | 5473.2205 | 13288.27 | 824 | 339.3921
|  | MH-122 | 11.1 | 1960 | 6808.585 | 13288.27 | 824 | 422.1975
|  | MH-123 | 8.83 | 1960 | 5830.7536 | 13288.27 | 824 | 361.5626
|  | MH-124 | 8 | 1960 | 5473.2205 | 13288.27 | 824 | 339.3921
|  | MH-125 | 6.7 | 1960 | 5473.2205 | 13288.27 | 824 | 339.3921
|  | MH-126 | 5.28 | 1960 | 5473.2205 | 13288.27 | 824 | 339.3921
|  | MH-127 | 8 | 1960 | 5473.2205 | 13288.27 | 824 | 339.3921
|  | MH-128 | 7.36 | 1960 | 5473.2205 | 13288.27 | 824 | 339.3921
|  | MH-128A | 8 | 1960 | 5473.2205 | 13288.27 | 824 | 339.3921
|  | MH-129 | 8 | 1960 | 5473.2205 | 13288.27 | 824 | 339.3921
|  | MH-129A | 8 | 1960 | 5473.2205 | 13288.27 | 824 | 339.3921
|  | MH-13 | 10.43 | 1960 | 6519.974 | 13288.27 | 824 | 404.3008
|  | MH-131 | 7.3 | 1960 | 5473.2205 | 13288.27 | 824 | 339.3921
|  | MH-132 | 6.2 | 1960 | 5473.2205 | 13288.27 | 824 | 339.3921
|  | MH-133 | 7.78 | 1960 | 5473.2205 | 13288.27 | 824 | 339.3921
|  | MH-134 | 7.01 | 1960 | 5473.2205 | 13288.27 | 824 | 339.3921
|  | MH-135 | 7.99 | 1960 | 5473.2205 | 13288.27 | 824 | 339.3921
|  | MH-136 | 8.7 | 1960 | 5774.7545 | 13288.27 | 824 | 358.0901
|  | MH-137 | 7.55 | 1960 | 5473.2205 | 13288.27 | 824 | 339.3921
|  | MH-138 | 7.74 | 1960 | 5473.2205 | 13288.27 | 824 | 339.3921
|  | MH-139 | 8.22 | 1960 | 5567.9883 | 13288.27 | 824 | 345.2686
|  | MH-14 | 13.41 | 1960 | 7803.6469 | 13288.27 | 824 | 483.9008
|  | MH-140 | 7.1 | 1960 | 5473.2205 | 13288.27 | 824 | 339.3921
|  | MH-141 | 8 | 1960 | 5473.2205 | 13288.27 | 824 | 339.3921
|  | MH-141A | 9.71 | 1960 | 6209.8248 | 13288.27 | 824 | 385.0686
|  | MH-143 | 8.19 | 1960 | 5555.0655 | 13288.27 | 824 | 344.4673
|  | MH-144 | 8 | 1960 | 5473.2205 | 13288.27 | 824 | 339.3921
|  | MH-145 | 8 | 1960 | 5473.2205 | 13288.27 | 824 | 339.3921
|  | MH-146 | 4.32 | 1960 | 5473.2205 | 13288.27 | 824 | 339.3921
|  | MH-147 | 8 | 1960 | 5473.2205 | 13288.27 | 824 | 339.3921
|  | MH-149 | 9.65 | 1960 | 6183.9791 | 13288.27 | 824 | 383.4659
|  | MH-15 | 12.15 | 1960 | 7260.8859 | 13288.27 | 824 | 450.2445
|  | MH-150 | 5.47 | 1960 | 5473.2205 | 13288.27 | 824 | 339.3921
|  | MH-151 | 10.87 | 1960 | 6709.5096 | 13288.27 | 824 | 416.0538
|  | MH-152 | 5.37 | 1960 | 5473.2205 | 13288.27 | 824 | 339.3921
|  | MH-153 | 5.99 | 1960 | 5473.2205 | 13288.27 | 824 | 339.3921
|  | MH-154 | 5.44 | 1960 | 5473.2205 | 13288.27 | 824 | 339.3921
|  | MH-155 | 8 | 1960 | 5473.2205 | 13288.27 | 824 | 339.3921
|  | MH-156 | 6.97 | 1960 | 5473.2205 | 13288.27 | 824 | 339.3921
|  | MH-156A | 7.28 | 1960 | 5473.2205 | 13288.27 | 824 | 339.3921
|  | MH-156B | 5.9 | 1960 | 5473.2205 | 13288.27 | 824 | 339.3921
|  | MH-157 | 6.46 | 1960 | 5473.2205 | 13288.27 | 824 | 339.3921
|  | MH-158 | 8 | 1960 | 5473.2205 | 13288.27 | 824 | 339.3921
|  | MH-159 | 5.86 | 1960 | 5473.2205 | 13288.27 | 824 | 339.3921
|  | MH-16 | 4.14 | 1960 | 5473.2205 | 13288.27 | 824 | 339.3921
|  | MH-160 | 6.81 | 1960 | 5473.2205 | 13288.27 | 824 | 339.3921
|  | MH-161 | 8 | 1960 | 5473.2205 | 13288.27 | 824 | 339.3921
|  | MH-162 | 7.28 | 1960 | 5473.2205 | 13288.27 | 824 | 339.3921
|  | MH-162A-1 | 8 | 1960 | 5473.2205 | 13288.27 | 824 | 339.3921
|  | MH-162A-2 | 8 | 1960 | 5473.2205 | 13288.27 | 824 | 339.3921
|  | MH-164 | 6.25 | 1960 | 5473.2205 | 13288.27 | 824 | 339.3921
|  | MH-165 | 7.4 | 1960 | 5473.2205 | 13288.27 | 824 | 339.3921
|  | MH-165A | 6.24 | 1960 | 5473.2205 | 13288.27 | 824 | 339.3921
|  | MH-166 | 7.39 | 1960 | 5473.2205 | 13288.27 | 824 | 339.3921
|  | MH-167 | 8.89 | 1960 | 5856.5994 | 13288.27 | 824 | 363.1652
|  | MH-167A | 8.45 | 1960 | 5667.0638 | 13288.27 | 824 | 351.4122
|  | MH-168 | 6.69 | 1960 | 5473.2205 | 13288.27 | 824 | 339.3921
|  | MH-168A | 7.54 | 1960 | 5473.2205 | 13288.27 | 824 | 339.3921
|  | MH-169 | 7.08 | 1960 | 5473.2205 | 13288.27 | 824 | 339.3921
|  | MH-17 | 8.18 | 1960 | 5550.7578 | 13288.27 | 824 | 344.2001
|  | MH-170 | 8 | 1960 | 5473.2205 | 13288.27 | 824 | 339.3921
|  | MH-171 | 8 | 1960 | 5473.2205 | 13288.27 | 824 | 339.3921
|  | MH-172 | 6.1 | 1960 | 5473.2205 | 13288.27 | 824 | 339.3921
|  | MH-173 | 4.97 | 1960 | 5473.2205 | 13288.27 | 824 | 339.3921
|  | MH-174 | 8 | 1960 | 5473.2205 | 13288.27 | 824 | 339.3921
|  | MH-175 | 6.11 | 1960 | 5473.2205 | 13288.27 | 824 | 339.3921
|  | MH-176 | 11.19 | 1960 | 6847.3537 | 13288.27 | 824 | 424.6015
|  | MH-177 | 9.64 | 1960 | 6179.6714 | 13288.27 | 824 | 383.1988
|  | MH-178 | 7.6 | 1960 | 5473.2205 | 13288.27 | 824 | 339.3921
|  | MH-179 | 6.16 | 1960 | 5473.2205 | 13288.27 | 824 | 339.3921
|  | MH-18 | 9.11 | 1960 | 5951.3672 | 13288.27 | 824 | 369.0418
|  | MH-180 | 6.58 | 1960 | 5473.2205 | 13288.27 | 824 | 339.3921
|  | MH-181 | 7.78 | 1960 | 5473.2205 | 13288.27 | 824 | 339.3921
|  | MH-182 | 5.35 | 1960 | 5473.2205 | 13288.27 | 824 | 339.3921
|  | MH-183 | 6.9 | 1960 | 5473.2205 | 13288.27 | 824 | 339.3921
|  | MH-183A | 6.11 | 1960 | 5473.2205 | 13288.27 | 824 | 339.3921
|  | MH-184 | 7.25 | 1960 | 5473.2205 | 13288.27 | 824 | 339.3921
|  | MH-185 | 7.25 | 1960 | 5473.2205 | 13288.27 | 824 | 339.3921
|  | MH-186 | 8.19 | 1960 | 5555.0655 | 13288.27 | 824 | 344.4673
|  | MH-187 | 6.25 | 1960 | 5473.2205 | 13288.27 | 824 | 339.3921
|  | MH-188 | 7.66 | 1960 | 5473.2205 | 13288.27 | 824 | 339.3921
|  | MH-189 | 7.42 | 1960 | 5473.2205 | 13288.27 | 824 | 339.3921
|  | MH-19 | 7.46 | 1960 | 5473.2205 | 13288.27 | 824 | 339.3921
|  | MH-190 | 8.44 | 1960 | 5662.7561 | 13288.27 | 824 | 351.1451
|  | MH-191 | 8.11 | 1960 | 5520.6044 | 13288.27 | 824 | 342.3303
|  | MH-192 | 8 | 1960 | 5473.2205 | 13288.27 | 824 | 339.3921
|  | MH-193 | 6.77 | 1960 | 5473.2205 | 13288.27 | 824 | 339.3921
|  | MH-193A | 6.6 | 1960 | 5473.2205 | 13288.27 | 824 | 339.3921
|  | MH-194 | 5.32 | 1960 | 5473.2205 | 13288.27 | 824 | 339.3921
|  | MH-195 | 5.93 | 1960 | 5473.2205 | 13288.27 | 824 | 339.3921
|  | MH-196 | 5.06 | 1960 | 5473.2205 | 13288.27 | 824 | 339.3921
|  | MH-197 | 7.63 | 1960 | 5473.2205 | 13288.27 | 824 | 339.3921
|  | MH-198 | 5.97 | 1960 | 5473.2205 | 13288.27 | 824 | 339.3921
|  | MH-199 | 7.14 | 1960 | 5473.2205 | 13288.27 | 824 | 339.3921
|  | MH-2 | 12.52 | 1960 | 7420.2681 | 13288.27 | 824 | 460.1277
|  | MH-20 | 9.51 | 1960 | 6123.6723 | 13288.27 | 824 | 379.7263
|  | MH-200 | 6.2 | 1960 | 5473.2205 | 13288.27 | 824 | 339.3921
|  | MH-201 | 8 | 1960 | 5473.2205 | 13288.27 | 824 | 339.3921
|  | MH-202 | 7.88 | 1960 | 5473.2205 | 13288.27 | 824 | 339.3921
|  | MH-203 | 8 | 1960 | 5473.2205 | 13288.27 | 824 | 339.3921
|  | MH-204 | 8 | 1960 | 5473.2205 | 13288.27 | 824 | 339.3921
|  | MH-205 | 8 | 1960 | 5473.2205 | 13288.27 | 824 | 339.3921
|  | MH-205A | 5.69 | 1960 | 5473.2205 | 13288.27 | 824 | 339.3921
|  | MH-206 | 8 | 1960 | 5473.2205 | 13288.27 | 824 | 339.3921
|  | MH-207 | 8.79 | 1960 | 5813.5231 | 13288.27 | 824 | 360.4941
|  | MH-208 | 7.24 | 1960 | 5473.2205 | 13288.27 | 824 | 339.3921
|  | MH-209 | 5.83 | 1960 | 5473.2205 | 13288.27 | 824 | 339.3921
|  | MH-21 | 8.64 | 1960 | 5748.9087 | 13288.27 | 824 | 356.4874
|  | MH-210 | 4.47 | 1960 | 5473.2205 | 13288.27 | 824 | 339.3921
|  | MH-211 | 8 | 1960 | 5473.2205 | 13288.27 | 824 | 339.3921
|  | MH-212 | 6.95 | 1960 | 5473.2205 | 13288.27 | 824 | 339.3921
|  | MH-213 | 6.45 | 1960 | 5473.2205 | 13288.27 | 824 | 339.3921
|  | MH-214 | 6.71 | 1960 | 5473.2205 | 13288.27 | 824 | 339.3921
|  | MH-215 | 5.67 | 1960 | 5473.2205 | 13288.27 | 824 | 339.3921
|  | MH-218 | 7.59 | 1960 | 5473.2205 | 13288.27 | 824 | 339.3921
|  | MH-219 | 6.89 | 1960 | 5473.2205 | 13288.27 | 824 | 339.3921
|  | MH-219A | 8 | 1960 | 5473.2205 | 13288.27 | 824 | 339.3921
|  | MH-219B | 8 | 1960 | 5473.2205 | 13288.27 | 824 | 339.3921
|  | MH-22 | 8.26 | 1960 | 5585.2189 | 13288.27 | 824 | 346.3371
|  | MH-220 | 8 | 1960 | 5473.2205 | 13288.27 | 824 | 339.3921
|  | MH-221 | 6.75 | 1960 | 5473.2205 | 13288.27 | 824 | 339.3921
|  | MH-222 | 6.76 | 1960 | 5473.2205 | 13288.27 | 824 | 339.3921
|  | MH-223 | 6.89 | 1960 | 5473.2205 | 13288.27 | 824 | 339.3921
|  | MH-224 | 6.29 | 1960 | 5473.2205 | 13288.27 | 824 | 339.3921
|  | MH-225 | 6.41 | 1960 | 5473.2205 | 13288.27 | 824 | 339.3921
|  | MH-226 | 6.41 | 1960 | 5473.2205 | 13288.27 | 824 | 339.3921
|  | MH-227 | 8 | 1960 | 5473.2205 | 13288.27 | 824 | 339.3921
|  | MH-229 | 8 | 1960 | 5473.2205 | 13288.27 | 824 | 339.3921
|  | MH-23 | 8.07 | 1960 | 5503.3739 | 13288.27 | 824 | 341.2619
|  | MH-230 | 7.48 | 1960 | 5473.2205 | 13288.27 | 824 | 339.3921
|  | MH-231 | 7.3 | 1960 | 5473.2205 | 13288.27 | 824 | 339.3921
|  | MH-232 | 8 | 1960 | 5473.2205 | 13288.27 | 824 | 339.3921
|  | MH-233 | 7.65 | 1960 | 5473.2205 | 13288.27 | 824 | 339.3921
|  | MH-234 | 7.51 | 1960 | 5473.2205 | 13288.27 | 824 | 339.3921
|  | MH-235 | 8 | 1960 | 5473.2205 | 13288.27 | 824 | 339.3921
|  | MH-236 | 6.64 | 1960 | 5473.2205 | 13288.27 | 824 | 339.3921
|  | MH-236 | 6.64 | 1960 | 5473.2205 | 13288.27 | 824 | 339.3921
|  | MH-237 | 7.66 | 1960 | 5473.2205 | 13288.27 | 824 | 339.3921
|  | MH-238 | 8 | 1960 | 5473.2205 | 13288.27 | 824 | 339.3921
|  | MH-239 | 8.71 | 1960 | 5779.0621 | 13288.27 | 824 | 358.3572
|  | MH-24 | 9.41 | 1960 | 6080.596 | 13288.27 | 824 | 377.0552
|  | MH-240 | 9.41 | 1960 | 6080.596 | 13288.27 | 824 | 377.0552
|  | MH-241 | 6.63 | 1960 | 5473.2205 | 13288.27 | 824 | 339.3921
|  | MH-242 | 8.29 | 1960 | 5598.1417 | 13288.27 | 824 | 347.1384
|  | MH-243 | 8 | 1960 | 5473.2205 | 13288.27 | 824 | 339.3921
|  | MH-243A | 6.92 | 1960 | 5473.2205 | 13288.27 | 824 | 339.3921
|  | MH-244 | 6.92 | 1960 | 5473.2205 | 13288.27 | 824 | 339.3921
|  | MH-245 | 7.03 | 1960 | 5473.2205 | 13288.27 | 824 | 339.3921
|  | MH-246 | 6.87 | 1960 | 5473.2205 | 13288.27 | 824 | 339.3921
|  | MH-247 | 9.23 | 1960 | 6003.0587 | 13288.27 | 824 | 372.2471
|  | MH-248 | 8.2 | 1960 | 5559.3731 | 13288.27 | 824 | 344.7344
|  | MH-249 | 8 | 1960 | 5473.2205 | 13288.27 | 824 | 339.3921
|  | MH-25 | 7.36 | 1960 | 5473.2205 | 13288.27 | 824 | 339.3921
|  | MH-250 | 6.71 | 1960 | 5473.2205 | 13288.27 | 824 | 339.3921
|  | MH-251 | 6.1 | 1960 | 5473.2205 | 13288.27 | 824 | 339.3921
|  | MH-252 | 13.77 | 1960 | 7958.7215 | 13288.27 | 824 | 493.517
|  | MH-253 | 10.4 | 1960 | 6507.0511 | 13288.27 | 824 | 403.4995
|  | MH-254 | 8 | 1960 | 5473.2205 | 13288.27 | 824 | 339.3921
|  | MH-255 | 7.55 | 1960 | 5473.2205 | 13288.27 | 824 | 339.3921
|  | MH-256 | 7.15 | 1960 | 5473.2205 | 13288.27 | 824 | 339.3921
|  | MH-257 | 6.1 | 1960 | 5473.2205 | 13288.27 | 824 | 339.3921
|  | MH-258 | 5.77 | 1960 | 5473.2205 | 13288.27 | 824 | 339.3921
|  | MH-259 | 6.5 | 1960 | 5473.2205 | 13288.27 | 824 | 339.3921
|  | MH-26 | 7.67 | 1960 | 5473.2205 | 13288.27 | 824 | 339.3921
|  | MH-26 | 7.67 | 1960 | 5473.2205 | 13288.27 | 824 | 339.3921
|  | MH-260 | 8 | 1960 | 5473.2205 | 13288.27 | 824 | 339.3921
|  | MH-261 | 7.91 | 1960 | 5473.2205 | 13288.27 | 824 | 339.3921
|  | MH-261A | 8 | 1960 | 5473.2205 | 13288.27 | 824 | 339.3921
|  | MH-261B | 8.5 | 1960 | 5688.6019 | 13288.27 | 824 | 352.7478
|  | MH-261C | 8 | 1960 | 5473.2205 | 13288.27 | 824 | 339.3921
|  | MH-261D | 8 | 1960 | 5473.2205 | 13288.27 | 824 | 339.3921
|  | MH-261E | 9.8 | 1960 | 6248.5935 | 13288.27 | 824 | 387.4726
|  | MH-263 | 8 | 1960 | 5473.2205 | 13288.27 | 824 | 339.3921
|  | MH-264 | 8 | 1960 | 5473.2205 | 13288.27 | 824 | 339.3921
|  | MH-266 | 10.85 | 1960 | 6700.8943 | 13288.27 | 824 | 415.5196
|  | MH-266A | 5 | 1960 | 5473.2205 | 13288.27 | 824 | 339.3921
|  | MH-267 | 4.78 | 1960 | 5473.2205 | 13288.27 | 824 | 339.3921
|  | MH-267A | 8.74 | 1960 | 5791.985 | 13288.27 | 824 | 359.1585
|  | MH-268 | 7.59 | 1960 | 5473.2205 | 13288.27 | 824 | 339.3921
|  | MH-27 | 5.33 | 1960 | 5473.2205 | 13288.27 | 824 | 339.3921
|  | MH-270 | 4.68 | 1991-01-01 | 5473.2205 | 13288.27 | 4777 | 1967.568
|  | MH-270A | 5.05 | 1960 | 5473.2205 | 13288.27 | 824 | 339.3921
|  | MH-271 | 7.14 | 1991-01-01 | 5473.2205 | 13288.27 | 4777 | 1967.568
|  | MH-271A | 8 | 1960 | 5473.2205 | 13288.27 | 824 | 339.3921
|  | MH-272 | 8 | 1960 | 5473.2205 | 13288.27 | 824 | 339.3921
|  | MH-273 | 8 | 1960 | 5473.2205 | 13288.27 | 824 | 339.3921
|  | MH-274 | 6.02 | 1960 | 5473.2205 | 13288.27 | 824 | 339.3921
|  | MH-275 | 4.53 | 1960 | 5473.2205 | 13288.27 | 824 | 339.3921
|  | MH-276 | 2.97 | 1960 | 5473.2205 | 13288.27 | 824 | 339.3921
|  | MH-277 | 6.65 | 1960 | 5473.2205 | 13288.27 | 824 | 339.3921
|  | MH-278 | 6.65 | 1960 | 5473.2205 | 13288.27 | 824 | 339.3921
|  | MH-279 | 8 | 1960 | 5473.2205 | 13288.27 | 824 | 339.3921
|  | MH-28 | 6.91 | 1960 | 5473.2205 | 13288.27 | 824 | 339.3921
|  | MH-280 | 12.15 | 1960 | 7260.8859 | 13288.27 | 824 | 450.2445
|  | MH-281 | 8 | 1960 | 5473.2205 | 13288.27 | 824 | 339.3921
|  | MH-283 | 8 | 1960 | 5473.2205 | 13288.27 | 824 | 339.3921
|  | MH-284 | 9.55 | 1960 | 6140.9028 | 13288.27 | 824 | 380.7948
|  | MH-284A | 8.79 | 1960 | 5813.5231 | 13288.27 | 824 | 360.4941
|  | MH-284A-1 | 6.25 | 1960 | 5473.2205 | 13288.27 | 824 | 339.3921
|  | MH-284A-2 | 4.09 | 1960 | 5473.2205 | 13288.27 | 824 | 339.3921
|  | MH-284A-3 | 8 | 1960 | 5473.2205 | 13288.27 | 824 | 339.3921
|  | MH-284A-4 | 6.19 | 1960 | 5473.2205 | 13288.27 | 824 | 339.3921
|  | MH-284A-5 | 3.48 | 1960 | 5473.2205 | 13288.27 | 824 | 339.3921
|  | MH-284B | 9.64 | 1960 | 6179.6714 | 13288.27 | 824 | 383.1988
|  | MH-285 | 8 | 1960 | 5473.2205 | 13288.27 | 824 | 339.3921
|  | MH-286 | 9.63 | 1960 | 6175.3638 | 13288.27 | 824 | 382.9317
|  | MH-287 | 8.43 | 1960 | 5658.4485 | 13288.27 | 824 | 350.878
|  | MH-287A | 6.22 | 1960 | 5473.2205 | 13288.27 | 824 | 339.3921
|  | MH-288 | 8 | 1960 | 5473.2205 | 13288.27 | 824 | 339.3921
|  | MH-288A | 4.66 | 1960 | 5473.2205 | 13288.27 | 824 | 339.3921
|  | MH-29 | 5.95 | 1960 | 5473.2205 | 13288.27 | 824 | 339.3921
|  | MH-290 | 7.13 | 1960 | 5473.2205 | 13288.27 | 824 | 339.3921
|  | MH-291 | 9.25 | 1960 | 6011.674 | 13288.27 | 824 | 372.7814
|  | MH-291A | 10.45 | 1960 | 6528.5892 | 13288.27 | 824 | 404.8351
|  | MH-291A-1 | 8.55 | 1960 | 5710.14 | 13288.27 | 824 | 354.0834
|  | MH-291B | 8 | 1960 | 5473.2205 | 13288.27 | 824 | 339.3921
|  | MH-292 | 10.09 | 1988-05-01 | 6373.5147 | 13288.27 | 4519 | 2167.469
|  | MH-292A | 9.24 | 1988-05-01 | 6007.3663 | 13288.27 | 4519 | 2042.9513
|  | MH-292B | 9.8 | 1988-05-01 | 6248.5935 | 13288.27 | 4519 | 2124.9865
|  | MH-292C | 8 | 1988-05-01 | 5473.2205 | 13288.27 | 4519 | 1861.302
|  | MH-293 | 7.63 | 1988-05-01 | 5473.2205 | 13288.27 | 4519 | 1861.302
|  | MH-293A | 5.51 | 1988-05-01 | 5473.2205 | 13288.27 | 4519 | 1861.302
|  | MH-294 | 8.81 | 1988-05-01 | 5822.1384 | 13288.27 | 4519 | 1979.96
|  | MH-294A | 7.35 | 1991-01-01 | 5473.2205 | 13288.27 | 4777 | 1967.568
|  | MH-295 | 11.03 | 1991-01-01 | 6778.4316 | 13288.27 | 4777 | 2436.7783
|  | MH-295A | 7.45 | 1960 | 5473.2205 | 13288.27 | 824 | 339.3921
|  | MH-295B | 7.93 | 1991-01-01 | 5473.2205 | 13288.27 | 4777 | 1967.568
|  | MH-295C | 7.28 | 1991-01-01 | 5473.2205 | 13288.27 | 4777 | 1967.568
|  | MH-295D | 8 | 1960 | 5473.2205 | 13288.27 | 824 | 339.3921
|  | MH-297 | 5.83 | 1960 | 5473.2205 | 13288.27 | 824 | 339.3921
|  | MH-298 | 8.19 | 1988-05-01 | 5555.0655 | 13288.27 | 4519 | 1889.1354
|  | MH-299 | 5.13 | 1960 | 5473.2205 | 13288.27 | 824 | 339.3921
|  | MH-3 | 11.41 | 1960 | 6942.1215 | 13288.27 | 824 | 430.478
|  | MH-30 | 6.48 | 1960 | 5473.2205 | 13288.27 | 824 | 339.3921
|  | MH-300 | 4.79 | 1960 | 5473.2205 | 13288.27 | 824 | 339.3921
|  | MH-301 | 7.35 | 1988-05-01 | 5473.2205 | 13288.27 | 4519 | 1861.302
|  | MH-302 | 4.12 | 1960 | 5473.2205 | 13288.27 | 824 | 339.3921
|  | MH-303 | 8 | 1960 | 5473.2205 | 13288.27 | 824 | 339.3921
|  | MH-304 | 7.66 | 1988-05-01 | 5473.2205 | 13288.27 | 4519 | 1861.302
|  | MH-304A | 3.33 | 1960 | 5473.2205 | 13288.27 | 824 | 339.3921
|  | MH-305 | 6.27 | 1960 | 5473.2205 | 13288.27 | 824 | 339.3921
|  | MH-306 | 4.87 | 1988-05-01 | 5473.2205 | 13288.27 | 4519 | 1861.302
|  | MH-307 | 3.58 | 1960 | 5473.2205 | 13288.27 | 824 | 339.3921
|  | MH-308 | 4.1 | 1960 | 5473.2205 | 13288.27 | 824 | 339.3921
|  | MH-309 | 7.45 | 1960 | 5473.2205 | 13288.27 | 824 | 339.3921
|  | MH-31 | 7.13 | 1960 | 5473.2205 | 13288.27 | 824 | 339.3921
|  | MH-310 | 8.58 | 1960 | 5723.0629 | 13288.27 | 824 | 354.8847
|  | MH-311 | 7.86 | 1960 | 5473.2205 | 13288.27 | 824 | 339.3921
|  | MH-31-1 | 5.29 | 1960 | 5473.2205 | 13288.27 | 824 | 339.3921
|  | MH-312 | 8.58 | 1960 | 5723.0629 | 13288.27 | 824 | 354.8847
|  | MH-31-2 | 5.66 | 1960 | 5473.2205 | 13288.27 | 824 | 339.3921
|  | MH-313 | 10.89 | 1960 | 6718.1248 | 13288.27 | 824 | 416.5881
|  | MH-314 | 11.13 | 1960 | 6821.5079 | 13288.27 | 824 | 422.9988
|  | MH-316 | 7.79 | 1960 | 5473.2205 | 13288.27 | 824 | 339.3921
|  | MH-317 | 8 | 1960 | 5473.2205 | 13288.27 | 824 | 339.3921
|  | MH-318 | 6.1 | 1960 | 5473.2205 | 13288.27 | 824 | 339.3921
|  | MH-319 | 3.05 | 1960 | 5473.2205 | 13288.27 | 824 | 339.3921
|  | MH-31A | 8 | 1960 | 5473.2205 | 13288.27 | 824 | 339.3921
|  | MH-31B | 8 | 1960 | 5473.2205 | 13288.27 | 824 | 339.3921
|  | MH-32 | 6.56 | 1960 | 5473.2205 | 13288.27 | 824 | 339.3921
|  | MH-320 | 8 | 1960 | 5473.2205 | 13288.27 | 824 | 339.3921
|  | MH-321 | 10.96 | 1960 | 6748.2782 | 13288.27 | 824 | 418.4579
|  | MH-322 | 3.88 | 1960 | 5473.2205 | 13288.27 | 824 | 339.3921
|  | MH-323 | 10.28 | 1960 | 6455.3596 | 13288.27 | 824 | 400.2941
|  | MH-324 | 10.35 | 1960 | 6485.513 | 13288.27 | 824 | 402.1639
|  | MH-325 | 7.81 | 1960 | 5473.2205 | 13288.27 | 824 | 339.3921
|  | MH-326 | 8.09 | 1960 | 5511.9892 | 13288.27 | 824 | 341.7961
|  | MH-326A | 10.56 | 1960 | 6575.9731 | 13288.27 | 824 | 407.7733
|  | MH-326B | 10.35 | 1960 | 6485.513 | 13288.27 | 824 | 402.1639
|  | MH-326C | 9.64 | 1960 | 6179.6714 | 13288.27 | 824 | 383.1988
|  | MH-33 | 6.84 | 1960 | 5473.2205 | 13288.27 | 824 | 339.3921
|  | MH-330 | 8.27 | 1960 | 5589.5265 | 13288.27 | 824 | 346.6042
|  | MH-331 | 9.07 | 1960 | 5934.1367 | 13288.27 | 824 | 367.9733
|  | MH-332 | 9.62 | 1960 | 6171.0562 | 13288.27 | 824 | 382.6646
|  | MH-333 | 5.5 | 1960 | 5473.2205 | 13288.27 | 824 | 339.3921
|  | MH-334 | 8.17 | 1960 | 5546.4502 | 13288.27 | 824 | 343.933
|  | MH-335 | 8 | 1960 | 5473.2205 | 13288.27 | 824 | 339.3921
|  | MH-336 | 5.15 | 1960 | 5473.2205 | 13288.27 | 824 | 339.3921
|  | MH-337 | 3.93 | 1960 | 5473.2205 | 13288.27 | 824 | 339.3921
|  | MH-338 | 2.72 | 1960 | 5473.2205 | 13288.27 | 824 | 339.3921
|  | MH-34 | 6.93 | 1960 | 5473.2205 | 13288.27 | 824 | 339.3921
|  | MH-340 | 10.13 | 1960 | 6390.7452 | 13288.27 | 824 | 396.2874
|  | MH-341 | 9.19 | 1960 | 5985.8282 | 13288.27 | 824 | 371.1787
|  | MH-342 | 3.75 | 1960 | 5473.2205 | 13288.27 | 824 | 339.3921
|  | MH-343 | 6.63 | 1960 | 5473.2205 | 13288.27 | 824 | 339.3921
|  | MH-344 | 2.4 | 1960 | 5473.2205 | 13288.27 | 824 | 339.3921
|  | MH-345 | 4.56 | 1960 | 5473.2205 | 13288.27 | 824 | 339.3921
|  | MH-346 | 8 | 1960 | 5473.2205 | 13288.27 | 824 | 339.3921
|  | MH-347 | 8 | 1960 | 5473.2205 | 13288.27 | 824 | 339.3921
|  | MH-348 | 8 | 1960 | 5473.2205 | 13288.27 | 824 | 339.3921
|  | MH-349 | 8 | 1960 | 5473.2205 | 13288.27 | 824 | 339.3921
|  | MH-349A | 4.22 | 1960 | 5473.2205 | 13288.27 | 824 | 339.3921
|  | MH-349B | 8 | 1960 | 5473.2205 | 13288.27 | 824 | 339.3921
|  | MH-35 | 11.28 | 1960 | 6886.1223 | 13288.27 | 824 | 427.0055
|  | MH-350 | 11.28 | 1960 | 6886.1223 | 13288.27 | 824 | 427.0055
|  | MH-351 | 8 | 1960 | 5473.2205 | 13288.27 | 824 | 339.3921
|  | MH-352 | 8 | 1960 | 5473.2205 | 13288.27 | 824 | 339.3921
|  | MH-353 | 8 | 1960 | 5473.2205 | 13288.27 | 824 | 339.3921
|  | MH-355 | 7.49 | 1960 | 5473.2205 | 13288.27 | 824 | 339.3921
|  | MH-356 | 8 | 1960 | 5473.2205 | 13288.27 | 824 | 339.3921
|  | MH-357 | 8 | 1960 | 5473.2205 | 13288.27 | 824 | 339.3921
|  | MH-357A | 8 | 1960 | 5473.2205 | 13288.27 | 824 | 339.3921
|  | MH-358 | 10.95 | 1960 | 6743.9706 | 13288.27 | 824 | 418.1908
|  | MH-359 | 9.48 | 1960 | 6110.7494 | 13288.27 | 824 | 378.925
|  | MH-360 | 8 | 1960 | 5473.2205 | 13288.27 | 824 | 339.3921
|  | MH-361 | 4.84 | 1960 | 5473.2205 | 13288.27 | 824 | 339.3921
|  | MH-362 | 4.6 | 1960 | 5473.2205 | 13288.27 | 824 | 339.3921
|  | MH-363 | 7.19 | 1960 | 5473.2205 | 13288.27 | 824 | 339.3921
|  | MH-364 | 8 | 1960 | 5473.2205 | 13288.27 | 824 | 339.3921
|  | MH-365 | 4.94 | 1960 | 5473.2205 | 13288.27 | 824 | 339.3921
|  | MH-366 | 6.15 | 1960 | 5473.2205 | 13288.27 | 824 | 339.3921
|  | MH-367 | 8 | 1960 | 5473.2205 | 13288.27 | 824 | 339.3921
|  | MH-368 | 10.95 | 1960 | 6743.9706 | 13288.27 | 824 | 418.1908
|  | MH-369 | 9.95 | 1960 | 6313.2079 | 13288.27 | 824 | 391.4793
|  | MH-37 | 10.33 | 1960 | 6476.8977 | 13288.27 | 824 | 401.6297
|  | MH-370 | 10.49 | 1960 | 6545.8197 | 13288.27 | 824 | 405.9035
|  | MH-371 | 6.51 | 1960 | 5473.2205 | 13288.27 | 824 | 339.3921
|  | MH-372 | 8.23 | 1960 | 5572.296 | 13288.27 | 824 | 345.5357
|  | MH-373 | 8 | 1960 | 5473.2205 | 13288.27 | 824 | 339.3921
|  | MH-374 | 4.07 | 1960 | 5473.2205 | 13288.27 | 824 | 339.3921
|  | MH-375 | 18.27 | 1960 | 9897.1538 | 13288.27 | 824 | 613.7183
|  | MH-375A-1 | 8 | 1960 | 5473.2205 | 13288.27 | 824 | 339.3921
|  | MH-376 | 8 | 1960 | 5473.2205 | 13288.27 | 824 | 339.3921
|  | MH-377 | 4.96 | 1960 | 5473.2205 | 13288.27 | 824 | 339.3921
|  | MH-378 | 11.12 | 1960 | 6817.2003 | 13288.27 | 824 | 422.7317
|  | MH-379 | 10.19 | 1960 | 6416.5909 | 13288.27 | 824 | 397.8901
|  | MH-38 | 7.53 | 1960 | 5473.2205 | 13288.27 | 824 | 339.3921
|  | MH-380 | 7.38 | 1960 | 5473.2205 | 13288.27 | 824 | 339.3921
|  | MH-381 | 5.41 | 1960 | 5473.2205 | 13288.27 | 824 | 339.3921
|  | MH-382 | 8.25 | 1960 | 5580.9112 | 13288.27 | 824 | 346.0699
|  | MH-383 | 3.45 | 1960 | 5473.2205 | 13288.27 | 824 | 339.3921
|  | MH-384 | 8 | 1960 | 5473.2205 | 13288.27 | 824 | 339.3921
|  | MH-385 | 12.54 | 1960 | 7428.8833 | 13288.27 | 824 | 460.6619
|  | MH-386 | 10.99 | 1960 | 6761.2011 | 13288.27 | 824 | 419.2592
|  | MH-387 | 4.45 | 1960 | 5473.2205 | 13288.27 | 824 | 339.3921
|  | MH-388 | 8 | 1960 | 5473.2205 | 13288.27 | 824 | 339.3921
|  | MH-389 | 8 | 1960 | 5473.2205 | 13288.27 | 824 | 339.3921
|  | MH-39 | 7.36 | 1960 | 5473.2205 | 13288.27 | 824 | 339.3921
|  | MH-390 | 8 | 1960 | 5473.2205 | 13288.27 | 824 | 339.3921
|  | MH-391 | 4.65 | 1960 | 5473.2205 | 13288.27 | 824 | 339.3921
|  | MH-392 | 6.45 | 1960 | 5473.2205 | 13288.27 | 824 | 339.3921
|  | MH-393 | 8 | 1960 | 5473.2205 | 13288.27 | 824 | 339.3921
|  | MH-394 | 10.96 | 1960 | 6748.2782 | 13288.27 | 824 | 418.4579
|  | MH-395 | 8 | 1960 | 5473.2205 | 13288.27 | 824 | 339.3921
|  | MH-396 | 4.97 | 1960 | 5473.2205 | 13288.27 | 824 | 339.3921
|  | MH-397 | 8 | 1960 | 5473.2205 | 13288.27 | 824 | 339.3921
|  | MH-398 | 7.78 | 1960 | 5473.2205 | 13288.27 | 824 | 339.3921
|  | MH-399 | 6.76 | 1960 | 5473.2205 | 13288.27 | 824 | 339.3921
|  | MH-4 | 11.47 | 1960 | 6967.9672 | 13288.27 | 824 | 432.0807
|  | MH-40 | 6.19 | 1960 | 5473.2205 | 13288.27 | 824 | 339.3921
|  | MH-400 | 9.27 | 1960 | 6020.2892 | 13288.27 | 824 | 373.3156
|  | MH-401 | 5.58 | 1960 | 5473.2205 | 13288.27 | 824 | 339.3921
|  | MH-402 | 14.83 | 1960 | 8415.33 | 13288.27 | 824 | 521.8311
|  | MH-403 | 13.65 | 1960 | 7907.03 | 13288.27 | 824 | 490.3116
|  | MH-404 | 8 | 1960 | 5473.2205 | 13288.27 | 824 | 339.3921
|  | MH-405 | 8 | 1960 | 5473.2205 | 13288.27 | 824 | 339.3921
|  | MH-407 | 7.73 | 1960 | 5473.2205 | 13288.27 | 824 | 339.3921
|  | MH-408 | 7.02 | 1960 | 5473.2205 | 13288.27 | 824 | 339.3921
|  | MH-409 | 3.81 | 1960 | 5473.2205 | 13288.27 | 824 | 339.3921
|  | MH-41 | 4.1 | 1960 | 5473.2205 | 13288.27 | 824 | 339.3921
|  | MH-410 | 7.16 | 1960 | 5473.2205 | 13288.27 | 824 | 339.3921
|  | MH-411 | 7.16 | 1960 | 5473.2205 | 13288.27 | 824 | 339.3921
|  | MH-412 | 5.94 | 1960 | 5473.2205 | 13288.27 | 824 | 339.3921
|  | MH-412A | 8 | 1960 | 5473.2205 | 13288.27 | 824 | 339.3921
|  | MH-413 | 7.37 | 1960 | 5473.2205 | 13288.27 | 824 | 339.3921
|  | MH-414 | 7.16 | 1960 | 5473.2205 | 13288.27 | 824 | 339.3921
|  | MH-415 | 3.69 | 1960 | 5473.2205 | 13288.27 | 824 | 339.3921
|  | MH-416 | 4.4 | 1960 | 5473.2205 | 13288.27 | 824 | 339.3921
|  | MH-417 | 8.74 | 1960 | 5791.985 | 13288.27 | 824 | 359.1585
|  | MH-418 | 5.19 | 1960 | 5473.2205 | 13288.27 | 824 | 339.3921
|  | MH-419 | 8 | 1960 | 5473.2205 | 13288.27 | 824 | 339.3921
|  | MH-42 | 6.65 | 1960 | 5473.2205 | 13288.27 | 824 | 339.3921
|  | MH-420 | 8 | 1960 | 5473.2205 | 13288.27 | 824 | 339.3921
|  | MH-421 | 8 | 1960 | 5473.2205 | 13288.27 | 824 | 339.3921
|  | MH-422 | 6.62 | 1960 | 5473.2205 | 13288.27 | 824 | 339.3921
|  | MH-425 | 8 | 1960 | 5473.2205 | 13288.27 | 824 | 339.3921
|  | MH-426 | 7.66 | 1960 | 5473.2205 | 13288.27 | 824 | 339.3921
|  | MH-427 | 8.69 | 1960 | 5770.4468 | 13288.27 | 824 | 357.823
|  | MH-427A | 3.42 | 1960 | 5473.2205 | 13288.27 | 824 | 339.3921
|  | MH-428 | 3.13 | 1960 | 5473.2205 | 13288.27 | 824 | 339.3921
|  | MH-429 | 5.26 | 1960 | 5473.2205 | 13288.27 | 824 | 339.3921
|  | MH-43 | 8 | 1960 | 5473.2205 | 13288.27 | 824 | 339.3921
|  | MH-430 | 8 | 1960 | 5473.2205 | 13288.27 | 824 | 339.3921
|  | MH-431 | 9.35 | 1960 | 6054.7502 | 13288.27 | 824 | 375.4525
|  | MH-432 | 7.68 | 1960 | 5473.2205 | 13288.27 | 824 | 339.3921
|  | MH-433 | 8 | 1960 | 5473.2205 | 13288.27 | 824 | 339.3921
|  | MH-434 | 4.93 | 1960 | 5473.2205 | 13288.27 | 824 | 339.3921
|  | MH-434A | 5.52 | 1960 | 5473.2205 | 13288.27 | 824 | 339.3921
|  | MH-435 | 8.66 | 1960 | 5757.5239 | 13288.27 | 824 | 357.0216
|  | MH-436 | 12.41 | 1960 | 7372.8842 | 13288.27 | 824 | 457.1894
|  | MH-437 | 6.09 | 1960 | 5473.2205 | 13288.27 | 824 | 339.3921
|  | MH-438 | 8.17 | 1960 | 5546.4502 | 13288.27 | 824 | 343.933
|  | MH-439 | 8 | 1960 | 5473.2205 | 13288.27 | 824 | 339.3921
|  | MH-44 | 8 | 1960 | 5473.2205 | 13288.27 | 824 | 339.3921
|  | MH-440 | 11.16 | 1960 | 6834.4308 | 13288.27 | 824 | 423.8002
|  | MH-441 | 8 | 1960 | 5473.2205 | 13288.27 | 824 | 339.3921
|  | MH-442 | 8 | 1960 | 5473.2205 | 13288.27 | 824 | 339.3921
|  | MH-443 | 8 | 1960 | 5473.2205 | 13288.27 | 824 | 339.3921
|  | MH-444 | 8 | 1960 | 5473.2205 | 13288.27 | 824 | 339.3921
|  | MH-445 | 14.59 | 1960 | 8311.9469 | 13288.27 | 824 | 515.4203
|  | MH-446 | 5.77 | 1960 | 5473.2205 | 13288.27 | 824 | 339.3921
|  | MH-447 | 6.85 | 1960 | 5473.2205 | 13288.27 | 824 | 339.3921
|  | MH-448 | 8.14 | 1960 | 5533.5273 | 13288.27 | 824 | 343.1317
|  | MH-449 | 8 | 1960 | 5473.2205 | 13288.27 | 824 | 339.3921
|  | MH-45 | 6.22 | 1960 | 5473.2205 | 13288.27 | 824 | 339.3921
|  | MH-450 | 7.95 | 1960 | 5473.2205 | 13288.27 | 824 | 339.3921
|  | MH-451 | 8 | 1960 | 5473.2205 | 13288.27 | 824 | 339.3921
|  | MH-452 | 7.27 | 1960 | 5473.2205 | 13288.27 | 824 | 339.3921
|  | MH-453 | 7.5 | 1960 | 5473.2205 | 13288.27 | 824 | 339.3921
|  | MH-454 | 5.97 | 1960 | 5473.2205 | 13288.27 | 824 | 339.3921
|  | MH-455 | 4.96 | 1960 | 5473.2205 | 13288.27 | 824 | 339.3921
|  | MH-457 | 8 | 1960 | 5473.2205 | 13288.27 | 824 | 339.3921
|  | MH-458 | 8 | 1960 | 5473.2205 | 13288.27 | 824 | 339.3921
|  | MH-459 | 7.91 | 1960 | 5473.2205 | 13288.27 | 824 | 339.3921
|  | MH-46 | 5.46 | 1960 | 5473.2205 | 13288.27 | 824 | 339.3921
|  | MH-460 | 8 | 1960 | 5473.2205 | 13288.27 | 824 | 339.3921
|  | MH-461 | 8 | 1960 | 5473.2205 | 13288.27 | 824 | 339.3921
|  | MH-462 | 9.65 | 1960 | 6183.9791 | 13288.27 | 824 | 383.4659
|  | MH-463 | 8 | 1960 | 5473.2205 | 13288.27 | 824 | 339.3921
|  | MH-464 | 10.79 | 1960 | 6675.0486 | 13288.27 | 824 | 413.9169
|  | MH-465 | 6.74 | 1960 | 5473.2205 | 13288.27 | 824 | 339.3921
|  | MH-466 | 6.86 | 1960 | 5473.2205 | 13288.27 | 824 | 339.3921
|  | MH-467 | 8.25 | 1960 | 5580.9112 | 13288.27 | 824 | 346.0699
|  | MH-468 | 7.75 | 1960 | 5473.2205 | 13288.27 | 824 | 339.3921
|  | MH-469 | 8 | 1960 | 5473.2205 | 13288.27 | 824 | 339.3921
|  | MH-47 | 5.82 | 1960 | 5473.2205 | 13288.27 | 824 | 339.3921
|  | MH-470 | 8.49 | 1960 | 5684.2943 | 13288.27 | 824 | 352.4807
|  | MH-470A | 8.38 | 1960 | 5636.9104 | 13288.27 | 824 | 349.5424
|  | MH-471 | 10.28 | 1960 | 6455.3596 | 13288.27 | 824 | 400.2941
|  | MH-472 | 9.81 | 1960 | 6252.9011 | 13288.27 | 824 | 387.7398
|  | MH-472A | 10.13 | 1960 | 6390.7452 | 13288.27 | 824 | 396.2874
|  | MH-473 | 7.67 | 1960 | 5473.2205 | 13288.27 | 824 | 339.3921
|  | MH-473A | 8 | 1960 | 5473.2205 | 13288.27 | 824 | 339.3921
|  | MH-474 | 8 | 1960 | 5473.2205 | 13288.27 | 824 | 339.3921
|  | MH-475 | 8 | 1960 | 5473.2205 | 13288.27 | 824 | 339.3921
|  | MH-476 | 8 | 1960 | 5473.2205 | 13288.27 | 824 | 339.3921
|  | MH-477 | 13.15 | 1960 | 7691.6486 | 13288.27 | 824 | 476.9559
|  | MH-478 | 8 | 1960 | 5473.2205 | 13288.27 | 824 | 339.3921
|  | MH-479-DNF | 8 | 1960 | 5473.2205 | 13288.27 | 824 | 339.3921
|  | MH-48 | 8.42 | 1960 | 5654.1409 | 13288.27 | 824 | 350.6109
|  | MH-480 | 8 | 1960 | 5473.2205 | 13288.27 | 824 | 339.3921
|  | MH-481 | 8 | 1960 | 5473.2205 | 13288.27 | 824 | 339.3921
|  | MH-482 | 6.44 | 1960 | 5473.2205 | 13288.27 | 824 | 339.3921
|  | MH-483 | 8 | 1960 | 5473.2205 | 13288.27 | 824 | 339.3921
|  | MH-484 | 8 | 1960 | 5473.2205 | 13288.27 | 824 | 339.3921
|  | MH-485 | 8 | 1960 | 5473.2205 | 13288.27 | 824 | 339.3921
|  | MH-486 | 8.26 | 1960 | 5585.2189 | 13288.27 | 824 | 346.3371
|  | MH-487 | 7.35 | 1960 | 5473.2205 | 13288.27 | 824 | 339.3921
|  | MH-488 | 7.16 | 1960 | 5473.2205 | 13288.27 | 824 | 339.3921
|  | MH-489 | 7.44 | 1960 | 5473.2205 | 13288.27 | 824 | 339.3921
|  | MH-489A | 7.37 | 1960 | 5473.2205 | 13288.27 | 824 | 339.3921
|  | MH-489B | 8 | 1960 | 5473.2205 | 13288.27 | 824 | 339.3921
|  | MH-49 | 7.43 | 1960 | 5473.2205 | 13288.27 | 824 | 339.3921
|  | MH-490 | 8 | 1960 | 5473.2205 | 13288.27 | 824 | 339.3921
|  | MH-490A | 6.53 | 1960 | 5473.2205 | 13288.27 | 824 | 339.3921
|  | MH-490B | 6.52 | 1960 | 5473.2205 | 13288.27 | 824 | 339.3921
|  | MH-491 | 6.54 | 1960 | 5473.2205 | 13288.27 | 824 | 339.3921
|  | MH-491A | 8 | 1960 | 5473.2205 | 13288.27 | 824 | 339.3921
|  | MH-492 | 5 | 1960 | 5473.2205 | 13288.27 | 824 | 339.3921
|  | MH-493 | 8 | 1960 | 5473.2205 | 13288.27 | 824 | 339.3921
|  | MH-494 | 8 | 1960 | 5473.2205 | 13288.27 | 824 | 339.3921
|  | MH-495 | 8 | 1960 | 5473.2205 | 13288.27 | 824 | 339.3921
|  | MH-496 | 8 | 1960 | 5473.2205 | 13288.27 | 824 | 339.3921
|  | MH-5 | 10.57 | 1960 | 6580.2808 | 13288.27 | 824 | 408.0404
|  | MH-50 | 8 | 1960 | 5473.2205 | 13288.27 | 824 | 339.3921
|  | MH-502 | 6.63 | 1960 | 5473.2205 | 13288.27 | 824 | 339.3921
|  | MH-503 | 6.39 | 1960 | 5473.2205 | 13288.27 | 824 | 339.3921
|  | MH-503A | 5.15 | 1960 | 5473.2205 | 13288.27 | 824 | 339.3921
|  | MH-503B | 8 | 1960 | 5473.2205 | 13288.27 | 824 | 339.3921
|  | MH-504 | 7.1 | 1960 | 5473.2205 | 13288.27 | 824 | 339.3921
|  | MH-504A | 6.14 | 1994-07-01 | 5473.2205 | 13288.27 | 5409 | 2227.8784
|  | MH-504B | 6.74 | 1994-07-01 | 5473.2205 | 13288.27 | 5409 | 2227.8784
|  | MH-505 | 5.42 | 1960 | 5473.2205 | 13288.27 | 824 | 339.3921
|  | MH-506 | 8 | 1960 | 5473.2205 | 13288.27 | 824 | 339.3921
|  | MH-506A | 8 | 1960 | 5473.2205 | 13288.27 | 824 | 339.3921
|  | MH-507 | 8 | 1960 | 5473.2205 | 13288.27 | 824 | 339.3921
|  | MH-508 | 3.89 | 1960 | 5473.2205 | 13288.27 | 824 | 339.3921
|  | MH-509 | 3.67 | 1960 | 5473.2205 | 13288.27 | 824 | 339.3921
|  | MH-509A | 3.79 | 1960 | 5473.2205 | 13288.27 | 824 | 339.3921
|  | MH-51 | 12.51 | 1960 | 7415.9605 | 13288.27 | 824 | 459.8606
|  | MH-510 | 4.79 | 1960 | 5473.2205 | 13288.27 | 824 | 339.3921
|  | MH-510A | 3.9 | 1960 | 5473.2205 | 13288.27 | 824 | 339.3921
|  | MH-512 | 3.93 | 1960 | 5473.2205 | 13288.27 | 824 | 339.3921
|  | MH-513 | 3.67 | 1960 | 5473.2205 | 13288.27 | 824 | 339.3921
|  | MH-514 | 2.88 | 1960 | 5473.2205 | 13288.27 | 824 | 339.3921
|  | MH-515 | 4.05 | 1960 | 5473.2205 | 13288.27 | 824 | 339.3921
|  | MH-516 | 6.75 | 1960 | 5473.2205 | 13288.27 | 824 | 339.3921
|  | MH-517 | 7.65 | 1960 | 5473.2205 | 13288.27 | 824 | 339.3921
|  | MH-518 | 8.19 | 1960 | 5555.0655 | 13288.27 | 824 | 344.4673
|  | MH-519 | 7.81 | 1960 | 5473.2205 | 13288.27 | 824 | 339.3921
|  | MH-52 | 9.9 | 1960 | 6291.6697 | 13288.27 | 824 | 390.1438
|  | MH-520 | 5.5 | 1960 | 5473.2205 | 13288.27 | 824 | 339.3921
|  | MH-521 | 7.68 | 1960 | 5473.2205 | 13288.27 | 824 | 339.3921
|  | MH-522 | 8 | 1960 | 5473.2205 | 13288.27 | 824 | 339.3921
|  | MH-523 | 8.49 | 1960 | 5684.2943 | 13288.27 | 824 | 352.4807
|  | MH-524 | 10.26 | 1960 | 6446.7443 | 13288.27 | 824 | 399.7599
|  | MH-525 | 10.16 | 1960 | 6403.668 | 13288.27 | 824 | 397.0887
|  | MH-526 | 8.41 | 1960 | 5649.8333 | 13288.27 | 824 | 350.3438
|  | MH-527 | 7.75 | 1960 | 5473.2205 | 13288.27 | 824 | 339.3921
|  | MH-528 | 6.01 | 1960 | 5473.2205 | 13288.27 | 824 | 339.3921
|  | MH-529 | 9.46 | 1960 | 6102.1341 | 13288.27 | 824 | 378.3908
|  | MH-53 | 8 | 1960 | 5473.2205 | 13288.27 | 824 | 339.3921
|  | MH-530 | 9.28 | 1960 | 6024.5968 | 13288.27 | 824 | 373.5827
|  | MH-531 | 9.52 | 1960 | 6127.9799 | 13288.27 | 824 | 379.9934
|  | MH-534 | 9.32 | 1960 | 6041.8273 | 13288.27 | 824 | 374.6512
|  | MH-535 | 11.36 | 1960 | 6920.5833 | 13288.27 | 824 | 429.1424
|  | MH-536 | 6.98 | 1960 | 5473.2205 | 13288.27 | 824 | 339.3921
|  | MH-537 | 10.46 | 1960 | 6532.8969 | 13288.27 | 824 | 405.1022
|  | MH-538 | 7.17 | 1960 | 5473.2205 | 13288.27 | 824 | 339.3921
|  | MH-539 | 6.7 | 1960 | 5473.2205 | 13288.27 | 824 | 339.3921
|  | MH-54 | 8 | 1960 | 5473.2205 | 13288.27 | 824 | 339.3921
|  | MH-540 | 8 | 1960 | 5473.2205 | 13288.27 | 824 | 339.3921
|  | MH-541 | 6.11 | 1960 | 5473.2205 | 13288.27 | 824 | 339.3921
|  | MH-542 | 7.77 | 1960 | 5473.2205 | 13288.27 | 824 | 339.3921
|  | MH-55 | 8.75 | 1960 | 5796.2926 | 13288.27 | 824 | 359.4257
|  | MH-56 | 8 | 1960 | 5473.2205 | 13288.27 | 824 | 339.3921
|  | MH-56A | 8.71 | 1960 | 5779.0621 | 13288.27 | 824 | 358.3572
|  | MH-56B | 8.7 | 1960 | 5774.7545 | 13288.27 | 824 | 358.0901
|  | MH-57 | 9.35 | 1960 | 6054.7502 | 13288.27 | 824 | 375.4525
|  | MH-58 | 9.05 | 1960 | 5925.5214 | 13288.27 | 824 | 367.4391
|  | MH-59 | 8 | 1960 | 5473.2205 | 13288.27 | 824 | 339.3921
|  | MH-6 | 11.53 | 1960 | 6993.813 | 13288.27 | 824 | 433.6834
|  | MH-60 | 10.85 | 1960 | 6700.8943 | 13288.27 | 824 | 415.5196
|  | MH-61 | 8 | 1960 | 5473.2205 | 13288.27 | 824 | 339.3921
|  | MH-62 | 8 | 1960 | 5473.2205 | 13288.27 | 824 | 339.3921
|  | MH-63 | 7.41 | 1960 | 5473.2205 | 13288.27 | 824 | 339.3921
|  | MH-63A | 5.48 | 1960 | 5473.2205 | 13288.27 | 824 | 339.3921
|  | MH-64 | 9.47 | 1960 | 6106.4418 | 13288.27 | 824 | 378.6579
|  | MH-65 | 8 | 1960 | 5473.2205 | 13288.27 | 824 | 339.3921
|  | MH-66 | 5.51 | 1960 | 5473.2205 | 13288.27 | 824 | 339.3921
|  | MH-67 | 4.64 | 1960 | 5473.2205 | 13288.27 | 824 | 339.3921
|  | MH-68 | 6.53 | 1960 | 5473.2205 | 13288.27 | 824 | 339.3921
|  | MH-69 | 8 | 1960 | 5473.2205 | 13288.27 | 824 | 339.3921
|  | MH-7 | 14.58 | 1960 | 8307.6393 | 13288.27 | 824 | 515.1532
|  | MH-70 | 11.69 | 1960 | 7062.735 | 13288.27 | 824 | 437.9572
|  | MH-71 | 7.52 | 1960 | 5473.2205 | 13288.27 | 824 | 339.3921
|  | MH-72 | 7.7 | 1960 | 5473.2205 | 13288.27 | 824 | 339.3921
|  | MH-73 | 8 | 1960 | 5473.2205 | 13288.27 | 824 | 339.3921
|  | MH-74 | 8.35 | 1960 | 5623.9875 | 13288.27 | 824 | 348.7411
|  | MH-74A | 8 | 1960 | 5473.2205 | 13288.27 | 824 | 339.3921
|  | MH-75 | 6.28 | 1960 | 5473.2205 | 13288.27 | 824 | 339.3921
|  | MH-76 | 6.22 | 1960 | 5473.2205 | 13288.27 | 824 | 339.3921
|  | MH-77 | 5.12 | 1960 | 5473.2205 | 13288.27 | 824 | 339.3921
|  | MH-78 | 5.84 | 1960 | 5473.2205 | 13288.27 | 824 | 339.3921
|  | MH-79 | 6.65 | 1960 | 5473.2205 | 13288.27 | 824 | 339.3921
|  | MH-8 | 13.46 | 1960 | 7825.185 | 13288.27 | 824 | 485.2364
|  | MH-80 | 7.7 | 1960 | 5473.2205 | 13288.27 | 824 | 339.3921
|  | MH-81 | 6.31 | 1960 | 5473.2205 | 13288.27 | 824 | 339.3921
|  | MH-81A | 8.24 | 1960 | 5576.6036 | 13288.27 | 824 | 345.8028
|  | MH-82A | 8 | 1960 | 5473.2205 | 13288.27 | 824 | 339.3921
|  | MH-83 | 11.41 | 1960 | 6942.1215 | 13288.27 | 824 | 430.478
|  | MH-83A | 8 | 1960 | 5473.2205 | 13288.27 | 824 | 339.3921
|  | MH-84 | 7.45 | 1960 | 5473.2205 | 13288.27 | 824 | 339.3921
|  | MH-85 | 8.01 | 1960 | 5477.5282 | 13288.27 | 824 | 339.6592
|  | MH-86 | 8 | 1960 | 5473.2205 | 13288.27 | 824 | 339.3921
|  | MH-87 | 8 | 1960 | 5473.2205 | 13288.27 | 824 | 339.3921
|  | MH-88 | 8 | 1960 | 5473.2205 | 13288.27 | 824 | 339.3921
|  | MH-89 | 7.41 | 1960 | 5473.2205 | 13288.27 | 824 | 339.3921
|  | MH-9 | 13.49 | 1960 | 7838.1079 | 13288.27 | 824 | 486.0378
|  | MH-90 | 6.25 | 1960 | 5473.2205 | 13288.27 | 824 | 339.3921
|  | MH-90A | 6.84 | 1960 | 5473.2205 | 13288.27 | 824 | 339.3921
|  | MH-92 | 7.96 | 1960 | 5473.2205 | 13288.27 | 824 | 339.3921
|  | MH-93 | 7.92 | 1960 | 5473.2205 | 13288.27 | 824 | 339.3921
|  | MH-94 | 11.75 | 1960 | 7088.5808 | 13288.27 | 824 | 439.5599
|  | MH-95 | 8 | 1960 | 5473.2205 | 13288.27 | 824 | 339.3921
|  | MH-95A | 6.85 | 1960 | 5473.2205 | 13288.27 | 824 | 339.3921
|  | MH-96 | 7.48 | 1960 | 5473.2205 | 13288.27 | 824 | 339.3921
|  | MH-97 | 8 | 1960 | 5473.2205 | 13288.27 | 824 | 339.3921
|  | MH-97 | 8 | 1960 | 5473.2205 | 13288.27 | 824 | 339.3921
|  | MH-98 | 7.46 | 1960 | 5473.2205 | 13288.27 | 824 | 339.3921
|  | MH-99 | 7.05 | 1960 | 5473.2205 | 13288.27 | 824 | 339.3921
|  | MH-MH-532 | 8 | 1960 | 5473.2205 | 13288.27 | 824 | 339.3921
|  | MH-MH-533 | 8 | 1960 | 5473.2205 | 13288.27 | 824 | 339.3921
|  | MH-P1-5 | 10.74 | 1997-06-01 | 6653.5104 | 13288.27 | 5860 | 2934.1345
|  | MH-P1-6 | 9.2 | 1997-06-01 | 5990.1358 | 13288.27 | 5860 | 2641.5926
|  | MH-P1-7 | 9.83 | 1997-06-01 | 6261.5163 | 13288.27 | 5860 | 2761.2688
|  | MH-P2-1 | 10.38 | 1997-06-01 | 6498.4358 | 13288.27 | 5860 | 2865.7481
|  | MH-P2-2 | 7.9 | 1997-06-01 | 5473.2205 | 13288.27 | 5860 | 2413.6379
|  | MH-P2-3 | 6.01 | 1997-06-01 | 5473.2205 | 13288.27 | 5860 | 2413.6379
|  | MH-P2-4 | 8.42 | 1997-06-01 | 5654.1409 | 13288.27 | 5860 | 2493.4221
|  | MH-P3-10 | 12.51 | 1997-02-01 | 7415.9605 | 13288.27 | 5769 | 3219.5821
|  | MH-P3-8 | 9.74 | 1997-02-01 | 6222.7477 | 13288.27 | 5769 | 2701.5579
|  | MH-P3-9 | 9.56 | 1997-02-01 | 6145.2104 | 13288.27 | 5769 | 2667.8957
|  | MH-R1 | 10.96 | 1985-10-01 | 6748.2782 | 13288.27 | 4195 | 2130.3772
|  | MH-R10 | 11.34 | 1985-10-01 | 6911.9681 | 13288.27 | 4195 | 2182.0527
|  | MH-R11 | 11.08 | 1985-10-01 | 6799.9698 | 13288.27 | 4195 | 2146.6958
|  | MH-R12 | 8.98 | 1985-10-01 | 5895.368 | 13288.27 | 4195 | 1861.1203
|  | MH-R13 | 9.07 | 1985-10-01 | 5934.1367 | 13288.27 | 4195 | 1873.3592
|  | MH-R14 | 9.25 | 1960 | 6011.674 | 13288.27 | 824 | 372.7814
|  | MH-R2 | 12.51 | 1985-10-01 | 7415.9605 | 13288.27 | 4195 | 2341.1591
|  | MH-R3 | 12.82 | 1985-10-01 | 7549.4969 | 13288.27 | 4195 | 2383.3155
|  | MH-R4 | 8.82 | 1985-10-01 | 5826.446 | 13288.27 | 4195 | 1839.3622
|  | MH-R5 | 8.9 | 1985-10-01 | 5860.907 | 13288.27 | 4195 | 1850.2412
|  | MH-R6 | 12.24 | 1985-10-01 | 7299.6545 | 13288.27 | 4195 | 2304.4422
|  | MH-R7 | 9.01 | 1985-10-01 | 5908.2909 | 13288.27 | 4195 | 1865.1999
|  | MH-R8 | 12.18 | 1985-10-01 | 7273.8088 | 13288.27 | 4195 | 2296.2829
|  | MH-R9 | 14.1 | 1985-10-01 | 8100.8732 | 13288.27 | 4195 | 2557.3805
| 4 | MH-X1 | 8 | 1960 | 5473.2205 | 13288.27 | 824 | 339.3921
| 4 | MH-X10 | 8 | 1960 | 5473.2205 | 13288.27 | 824 | 339.3921
| 4 | MH-X11 | 8 | 1960 | 5473.2205 | 13288.27 | 824 | 339.3921
| 4 | MH-X12 | 8 | 1960 | 5473.2205 | 13288.27 | 824 | 339.3921
| 4 | MH-X13 | 8 | 1985-10-01 | 5473.2205 | 13288.27 | 4195 | 1727.8517
| 4 | MH-X14 | 8 | 1985-10-01 | 5473.2205 | 13288.27 | 4195 | 1727.8517
| 4 | MH-X2 | 8 | 1960 | 5473.2205 | 13288.27 | 824 | 339.3921
| 4 | MH-X3 | 8 | 1960 | 5473.2205 | 13288.27 | 824 | 339.3921
| 4 | MH-X4 | 8 | 1960 | 5473.2205 | 13288.27 | 824 | 339.3921
| 4 | MH-X5 | 8 | 1960 | 5473.2205 | 13288.27 | 824 | 339.3921
| 4 | MH-X6 | 8 | 1960 | 5473.2205 | 13288.27 | 824 | 339.3921
| 4 | MH-X7 | 8 | 1960 | 5473.2205 | 13288.27 | 824 | 339.3921
| 4 | MH-X8 | 8 | 1960 | 5473.2205 | 13288.27 | 824 | 339.3921
| 4 | MH-X9 | 8 | 1960 | 5473.2205 | 13288.27 | 824 | 339.3921
|  | MH-Y382 | 8 | 1960 | 5473.2205 | 13288.27 | 824 | 339.3921
|  | R132C | 8 | 1960 | 5473.2205 | 13288.27 | 824 | 339.3921
|  | R254B | 8 | 1960 | 5473.2205 | 13288.27 | 824 | 339.3921
TOTAL Account No. 362.2 Collection Sewers - Manholes | [7 empty] | 316859.4543
Notes:
1. Data obtained from Greenville Sanitary Authority GIS data.
2. For manholes lacking depth data, depth was assumed to be 8 feet.
3. Refer to Appendix C for unit cost breakdown.
4. Greenville Sanitary Authority GIS data did not include manhole ID. Unique manhole ID manually assigned.
5. Unit prices include excavation, stone subbase, installation, backfill, restoration, traffic control, etc.

## 363.2- Laterals
Greenville Sanitary Authority, Mercer County, Pennsylvania Original Cost of Sanitary Sewer System May 2023 Account No. 363.2 Services to Customers - Laterals
Account No. | Notes | Description | Count | Year Constructed | Lateral Cost | Current Evaluation | Current ENR Construction Cost Index | Old ENR Construction Cost Index | Original Cost
363.2 |  | Services to Customers - Laterals
| 1,2,3 | Service Laterals | 2268 | 1960 | 3248.4578 | 7367502.1802 | 13288.27 | 824 | 456855.6928
TOTAL Account No. 363.2 Services to Customers - Laterals | [8 empty] | 456855.6928
Notes:
1. All laterals assumed to be part of original system.
2. Unit prices include excavation, pipe bedding, installation, backfill, restoration, traffic control, etc.
3. Greenville Sanitary Authority services a total of 4,007 customers in Greenville Borough (2,268), Hempfield Township (1,168), and West Salem Township (571). Only Greenville Borough customer laterals included.

## 371 - PS Pumps
Greenville Sanitary Authority, Mercer County, Pennsylvania Original Cost of Sanitary Sewer System May 2023 Account No. 371 Pump Station Pumping Equipment
Account No. | Notes | Description | Year Constructed | Quantity | Units | Unit Price | Current Evaluation | Current ENR Construction Cost Index | Old ENR Construction Cost Index | Original Cost
371 |  | Pump Station Pumping Equipment
| 1,2,3 | Barrett Street Pump Station
|  | Grinder Pumps | 1997 | 2 | EA | 3012.01 | 6024.02 | 13288.27 | 5838 | 2646.5619
|  | Grinder Pump Replacement | 2020 | 2 | EA | 3012.01 | 6024.02 | 13288.27 | 11466 | 5197.9237
| 1,2,3 | Penn Avenue Pump Station
|  | Grinder Pumps | 1997 | 2 | EA | 3012.01 | 6024.02 | 13288.27 | 5838 | 2646.5619
|  | Grinder Pump Replacement | 2021 | 2 | EA | 3012.01 | 6024.02 | 13288.27 | 12134 | 5500.7506
| 1,2,3 | North Front Street Pump Station
|  | Grinder Pumps | 1997 | 2 | EA | 3012.01 | 6024.02 | 13288.27 | 5838 | 2646.5619
TOTAL Account No. 371 Pump Station Pumping Equipment | [9 empty] | 18638.3599
Notes:
1. Unit price for grinder pumps provided by Greenville Sanitary Authority based on most recent pump replacement.
2. Additional pump replacements may have occurred, but there were none of record.
3. All pump stations are equipped with identical E/one grinder pumps.

## 389 - Equip. & Vehicles
Greenville Sanitary Authority, Mercer County, Pennsylvania Original Cost of Sanitary Sewer System May 2023 Account No. 389 Equipment & Vehicles
Account No. | Notes | Description | Year Constructed | Quantity | Units | Unit Price | Original Cost
389 | 1 | Equipment & Vehicles
|  | Treatment Plant Backup Pumps & Motors | Varies | 1 | LS | 33670.48 | 33670.48
|  | Miscellaneous Treatment Plant | Varies | 1 | LS | 30120.45 | 30120.45
|  | Laboratory Equipment | Varies | 1 | LS | 19246.02 | 19246.02
|  | Collection System Backup Pumps | Varies | 1 | LS | 82542.11 | 82542.11
|  | Collection System Manhole Supplies | Varies | 1 | LS | 15386.1 | 15386.1
|  | Miscellaneous Collection System | Varies | 1 | LS | 29696.96 | 29696.96
|  | Major Equipment | Varies | 1 | LS | 58107 | 58107
|  | Vehicles | Varies | 1 | LS | 590424 | 590424
TOTAL Account No. 389 Equipment & Vahicles | [6 empty] | 859193.12
Notes:
1. Equipment list provided by Greenville Sanitary Authority. Refer to Appendix E for complete listing.

## Unit Prices 6" Lateral
Greenville Sanitary Authority, Mercer County, PA Sanitary Sewer System Unit Prices in May 2023 Dollars
[6 empty] | 13110.5 | 2022-06-01
[6 empty] | 13288.27 | 2023-05-01
Description | Average Length | Unit | Unit Price June 2022 | Unit Price May 2023 | May 2023 Project Cost
Excavation, Installation, and Restoration for 6" Diameter Sewer Lateral Out of Roadways
6" Lateral (0'-8' depth) | 25 | LF | 85 | 86.1525 | 2153.8136
Wye Connection | 1 | EA | 330 | 334.4746 | 334.4746
Lawn Restoration | 25 | LF | 30 | 30.4068 | 760.1695
|  |  | Total | Total | 3248.4578

## Unit Prices
Greenville Sanitary Authority, Mercer County, PA Sanitary Sewer System Unit Prices in May 2023 Dollars
|  |  |  | 13110.5 | 2022-06-01
|  |  |  | 13288.27 | 2023-05-01
Description | Unit | Unit Price June 2022 | Unit Price May 2023
Excavation, Installation, and Restoration for Gravity Sewers and Manholes
6" PVC Gravity Sewer (0'-8' depth) | LF | 125 | 126.6949
6" PVC Gravity Sewer (8'-12' depth) | LF | 130 | 131.7627
6" PVC Gravity Sewer (12+' depth) | LF | 255 | 258.4576
8" PVC Gravity Sewer (0'-8' depth) | LF | 130 | 131.7627
8" PVC Gravity Sewer (8'-12' depth) | LF | 136 | 137.8441
8" PVC Gravity Sewer (12+' depth) | LF | 266 | 269.6068
10" PVC Gravity Sewer (0'-8' depth) | LF | 148 | 150.0068
10" PVC Gravity Sewer (8'-12' depth) | LF | 166 | 168.2509
10" PVC Gravity Sewer (12+' depth) | LF | 193 | 195.617
12" PVC Gravity Sewer (0'-8' depth) | LF | 161 | 163.1831
12" PVC Gravity Sewer (8'-12' depth) | LF | 167 | 169.2644
12" PVC Gravity Sewer (12+' depth) | LF | 328 | 332.4475
15" PVC Gravity Sewer (0'-8' depth) | LF | 193 | 195.617
15" PVC Gravity Sewer (8'-12' depth) | LF | 213 | 215.8881
15" PVC Gravity Sewer (12+' depth) | LF | 290 | 293.9322
18" PVC Gravity Sewer (0'-8' depth) | LF | 236 | 239.2
18" PVC Gravity Sewer (8'-12' depth) | LF | 249 | 252.3763
18" PVC Gravity Sewer (12+' depth) | LF | 344 | 348.6644
20" PVC Gravity Sewer (0'-8' depth) | LF | 262 | 265.5526
20" PVC Gravity Sewer (8'-12' depth) | LF | 298 | 302.0407
20" PVC Gravity Sewer (12+' depth) | LF | 323 | 327.3797
24" PVC Gravity Sewer (0'-8' depth) | LF | 312 | 316.2305
24" PVC Gravity Sewer (8'-12' depth) | LF | 317 | 321.2983
24" PVC Gravity Sewer (12+' depth) | LF | 424 | 429.7492
30" PVC Gravity Sewer (0'-8' depth) | LF | 476 | 482.4543
30" PVC Gravity Sewer (8'-12' depth) | LF | 497 | 503.739
30" PVC Gravity Sewer (12+' depth) | LF | 588 | 595.9729
4' Diam. MH w/ Frame and Cover (0'-8' depth) | EA | 5400 | 5473.2205
4' Diam. MH Barrel (8'+ depth) | VF | 425 | 430.7627
5' Diam. MH w/ Frame and Cover (0'-8' depth) | EA | 7200 | 7297.6274
5' Diam. MH Barrel (8'+ depth) | VF | 640 | 648.678
Stone Backfill | CY | 45 | 45.6102
Asphalt Roadway Restoration | SY | 70 | 70.9492
Lawn Restoration | SY | 15 | 15.2034

## Unit Prices 1" FM in Road
Greenville Sanitary Authority, Mercer County, PA Sanitary Sewer System Unit Prices in May 2023 Dollars
|  |  |  | 13110.5 | 2022-06-01
|  |  |  | 13288.27 | 2023-05-01
Description | Unit | Unit Price June 2022 | Unit Price May 2023
Excavation, Installation, and Restoration for 1" Diameter Force Main in Roadways
1" PVC Force Main (4' depth) | LF | 72 | 72.9763
Stone Backfill | CY | 45 | 45.6102
Asphalt Roadway Restoration | SY | 70 | 70.9492
Total Cost per LF* | LF | 102 | 103.3831
*Assumes trench is 1' wide and 4' deep. Assumes 3' wide asphalt restoration.

## Unit Prices 1" FM Out Road
Greenville Sanitary Authority, Mercer County, PA Sanitary Sewer System Unit Prices in May 2023 Dollars
|  |  |  | 13110.5 | 2022-06-01
|  |  |  | 13288.27 | 2023-05-01
Description | Unit | Unit Price June 2022 | Unit Price May 2023
Excavation, Installation, and Restoration for 1" Diameter Force Main Out of Roadways
1" PVC Force Main (4' depth) | LF | 72 | 72.9763
Lawn Restoration | SY | 15 | 15.2034
Total Cost per LF* | LF | 88.6667 | 89.8689
*Assumes 10' wide lawn restoration.

## Unit Prices 2" FM in Road
Greenville Sanitary Authority, Mercer County, PA Sanitary Sewer System Unit Prices in May 2023 Dollars
|  |  |  | 13110.5 | 2022-06-01
|  |  |  | 13288.27 | 2023-05-01
Description | Unit | Unit Price June 2022 | Unit Price May 2023
Excavation, Installation, and Restoration for 2" Diameter Force Main in Roadways
2" PVC Force Main (4' depth) | LF | 75 | 76.017
Stone Backfill | CY | 45 | 45.6102
Asphalt Roadway Restoration | SY | 70 | 70.9492
Total Cost per LF* | LF | 105 | 106.4237
*Assumes trench is 1' wide and 4' deep. Assumes 3' wide asphalt restoration.

## Unit Prices 2" FM Out Road
Greenville Sanitary Authority, Mercer County, PA Sanitary Sewer System Unit Prices in May 2023 Dollars
|  |  |  | 13110.5 | 2022-06-01
|  |  |  | 13288.27 | 2023-05-01
Description | Unit | Unit Price June 2022 | Unit Price May 2023
Excavation, Installation, and Restoration for 2" Diameter Force Main Out of Roadways
2" PVC Force Main (4' depth) | LF | 75 | 76.017
Lawn Restoration | SY | 15 | 15.2034
Total Cost per LF* | LF | 91.6667 | 92.9096
*Assumes 10' wide lawn restoration.