## 1. Manual
Ph V TRM Appendix F: Building Operator Certification Audit and Design Tool
GENERAL INFORMATION
This sheet can be replaced with a cover-sheet as deemend appropriate by implementation team.
Step 1: The participant answers some questions to characterize their facility in worksheet '2. Facility Characterization'. That's all the participant needs to do - the rest of the process are calculations. Step 2: Based on the responses, the calculator will use tables from the PA SWE C/I Baseline Study and CBECS to assign kWh/sqft and therms/sqft energy use intensities to their facility. Step 3: A savings factor is applied to each end-use. (See worksheet 3a. Relative Savings AC14:AC23). The savings factors are estimated from three M&V reports from IL. Step 4: End-use level savings are added to obtain a total savings for the buildnig, which is case as a relative savings (e.g. 1.2%), both for gas and electricity. Step 5: The relative energy savings are then multiplied by actual building electric and gas usages to 'calibrate' the modeled usage to the actual buidling's usage. Step 6: kW savings are estimated from annual kWh savings based on building-specific energy usages and energy-to-demand scale factors calculated from the TRM.

## 2 .Facility Charaterization
Ph V TRM Appendix F: Building Operator Certification Audit and Design Tool
General Information
| KEY: | Input Field |  |  |  | Example Cell
|  | Calculated Value |  |  |  | Intermediate Calc.
Project / Site Information
Provide basic project information below.
Applicant Name:
Facility Name:
Installation Address:
| City: |  |  |  | State: |  | Zip: | 18401
| Utility: | Met-Ed |  | Account No:
Contact Name & Title:
Phone:
Email:
| Weather Location: | Binghamton
| Facility Type: | Health, Other
| Building Square-Footage: | 20000 |  |  |  | ft2
| Est. Annual Electric Use: | 250000 |  | kWh
| Est. Annual Natural Gas Use: | 2000 |  | Therms
BOC level completed for present incentive:
BOC Level I
Space Cooling
| Percent of floorspace cooled: | [6 empty] | 100%
| Primary cooling system type: |  | Packaged air conditioning units
Space Heating
| Primary non-electric heating system type: |  |  |  |  | Boiler / Central Plant
| Percent of floorspace heated by natural gas or propane: | [6 empty] | 60%
| Primary electric heating system type: |  |  |  |  | Ground Source Heat Pump
| Percent of floorspace heated by the electric heating system: | [6 empty] | 10%
Domestic Water Heating
| Please select your water heating fuel source: | [5 empty] | Natural Gas
| Do you use hot water for commercial-scale laundry? | [6 empty] | Yes
| Do you use hot water for commercial food service? | [6 empty] | Yes
Refrigeration
| Do you have any refrigeration equipment at the facility? | [6 empty] | Yes
| Do you have and walk-in units? | [6 empty] | Yes
| Do you have any refrigerated cases or cabinets? | [6 empty] | Yes
| Do you have any large cold storage areas like a refrigerated warehouse? | [6 empty] | Yes
| Do you have any commercial ice makers? | [6 empty] | Yes
| Do you have any refrigerated vending machines? | [6 empty] | Yes
Food Service
| Cooking Fuel: | [5 empty] | Natural Gas
Approximate percentage of floorspace that is a food service area (including kitchen and seating):
10%
Office equipment (more than one may apply)
| Desktop computers | [6 empty] | Yes
| With multiple monitors | [6 empty] | Yes
| Laptop computers | [6 empty] | Yes
| Dedicated servers | [6 empty] | Yes
| Tablets charged in building | [6 empty] | Yes
| Large floor-standing office devices | [6 empty] | Yes
| Smaller desktop office devices | [6 empty] | Yes
| Interactive whiteboards | [6 empty] | Yes
| Televisions or video displays | [6 empty] | Yes
| Point-of-sale devices or cash registers | [6 empty] | Yes
| Separate computer areas (more than one may apply): |  |  |  | Data center

## 3. Savings
Ph V TRM Appendix F: Building Operator Certification Audit and Design Tool
Savings Summary
Utility Co. | Measure |  | Electric Energy Savings [kWh] | Winter Peak Demand Reduction [kW] | Summer Peak Demand Reduction [kW] | Natural Gas Energy Savings [Therms]
Met-Ed | BOC Level I |  | 4985.9579 | 0.35049 | 1.2908 | 20.2506
Model Results
Energy End-Use | Scaled Electricity EUI [kWh/ft2] | Baseline Electricity Use [kWh] | Scaled Natural Gas EUI [Therms/ft2] | Baseline Natural Gas Use [Therms] | Relative Savings | ETDF Winter | ETDF Summer | Electric Energy Savings [kWh] | Peak Demand Reduction Winter [kW] | Peak Demand Reduction Summer [kW] | Natural Gas Energy Savings [Therms]
Space heating | 0.39792 | 7958.433 | 35.6399 | 7127.9706 | 0.8272% | 0.0003181 | 1.2e-06 | 65.8359 | 0.020942 | 7.9003e-05 | 58.9659
Space cooling | 5.072 | 101439 | 0 | 0 | 4.941% | 2.36e-05 | 0.00052053 | 5011.9985 | 0.11828 | 2.6089 | 0
Ventilation | 4.3826 | 87652.1739 | 0 | 0 | 2.971% | 0.00014242 | 0.00016976 | 2604.0453 | 0.37088 | 0.44207 | 0
Water heating | 0 | 0 | 9.8705 | 1974.1 | 0.8124% | 0.00020914 | 0.0002388 | 0 | 0 | 0 | 16.0379
Lighting | 4.98 | 99600 | 0 | 0 | 2.91% | 0.00014548 | 0.00016787 | 2898.7148 | 0.4217 | 0.4866 | 0
Cooking | 0 | 0 | 17.0396 | 3407.92 | 1.528% | 2.0048e-05 | 2.1027e-05 | 0 | 0 | 0 | 52.0673
Refrigeration | 6.2 | 124000 | 0 | 0 | 1.575% | 0 | 0 | 1953.415 | 0 | 0 | 0
Office equipment | 0.3615 | 7230 | 0 | 0 | 0% | 4.4313e-06 | 1.6248e-05 | 0 | 0 | 0 | 0
Computing | 6.8283 | 136566.6667 | 0 | 0 | 0% | 5.3808e-06 | 5.3808e-06 | 0 | 0 | 0 | 0
Other | 6.42 | 128400 | 16.1045 | 3220.9 | 1% | 3.0796e-05 | 3.0796e-05 | 1284 | 0.039542 | 0.039542 | 32.209
Total | - | 692846.2736 | - | 15730.8906 | 1.994% | - |  | 13818.0095 | 0.97135 | 3.5772 | 159.28
Relative Energy Savings | [7 empty] | 1.994% | 0.00703% | 0.02589% | 1.013%
Energy Impacts Scaled to Building's Energy Usage
Parameter | [5 empty] | Value
Facility Type: | [5 empty] | Health, Other
Building Square-Footage: | [5 empty] | 20000
Est. Annual Electric Use: | [5 empty] | 250000
Est. Annual Natural Gas Use: | [5 empty] | 2000
Primary cooling system type: | [5 empty] | Packaged air conditioning units
Percent of floorspace cooled: | [5 empty] | 100%
Primary electric heating system type: | [5 empty] | Boiler / Central Plant
Percent of floorspace heated by the electric heating system: | [5 empty] | 10%
Primary non-electric heating system type: | [5 empty] | Ground Source Heat Pump
Percent of floorspace heated by natural gas or propane: | [5 empty] | 60%
Do you have any refrigeration equipment at the facility? | [5 empty] | Yes
Do you have and walk-in units? | [5 empty] | Yes
Do you have any commercial ice makers? | [5 empty] | Yes
Do you have any refrigerated vending machines? | [5 empty] | Yes
Approximate percentage of floorspace that is a food service area (including kitchen and seating): | [5 empty] | 10%
Separate computer areas (more than one may apply): | [5 empty] | Data center
Energy Impacts Scaled to Building's Energy Usage
Parameter | [6 empty] | Value | Units
Annual Electric Energy Consumption | [6 empty] | 250000 | kWh
Annual Natural Gas Energy Consumption | [6 empty] | 2000 | Therms
Relative Electric Savings | [6 empty] | 1.994% | -
Relative Gas Savings | [6 empty] | 1.013% | -
Electric Energy Savings | [6 empty] | 4985.9579 | kWh
Electric Winter Demand Reduction | [6 empty] | 0.35049 | kW
Electric Summer Demand Reduction | [6 empty] | 1.2908 | kW
Gas Energy Savings | [6 empty] | 20.2506 | Therms
Energy Savings /ft2 | [6 empty] | 0.2493 | kWh/ft2
Gas Energy Savings | [6 empty] | 0.10125 | kBTU/ft2
Load Factor (kWh/kW) | [6 empty] | 14225.5436 | hours

## 3a. Relative Savings
Ph V TRM Appendix F: Building Operator Certification Audit and Design Tool
Relative Savings
Study | Sample | Average Building Area [ft2] | Total Building Area [ft2]
2020 Com ED | 10 | 319068 | 3190680
2020 Ameren | 3 | 140137 | 420411
2019 Ameren | 5 | 408309 | 2041545
TOTAL | 18
Savings from IL M&V Reports, Buildin Areas from IL TRM v10
Study | Weight | End-Use | Energy Use [kWh] | Demand [kW] | Natural Gas Use [Therms] | Total Building Area [ft2] | EFLH Cooling [hrs] | Weighted EFLH Cooling [hrs] | Unit Energy Use [kWh/ft2] | Unit Natural Gas Use [Therms/ft2] | Weighted Unit Energy Use [kWh/ft2] | Weighted Unit Natural Gas Use [Therms/ft2] | End Use | CBECS End Use | Weighted Unit Energy Use [kWh/ft2] | Weighted Unit Natural Gas Use [Therms/ft2] | CBECS End Use | IL Building Area Adjusted Scaling Factor | NJ Building Area Adjusted Scaling Factor | Weighted Unit Energy Use [kWh/ft2] | Weighted Unit Natural Gas Use [Therms/ft2] | Calculated Savings Factor | Calculated Savings Factor | Suggested Savings Factor (electric savings apply only if fuel is electric) | Relative Savings
2020 Com ED | 0.55556 | Lighting | 226300 | 64 | NA | 3190680 |  |  | 0.070925 | 0 | 0.039403 | 0 | Lighting | Lighting | 0.06225 | 0 | Space heating | 1.9067 | 0.34674 | 0 | 0.0028684 | NA | 0.8272% | 0.8272% | 1.577%
2020 Com ED | 0.55556 | Building Controls | 413600 | 0 | NA | 3190680 |  |  | 0.12963 | 0 | 0.072015 | 0 | Motors | Other | 0.068174 | 0.0050672 | Space cooling | 1.4 | 0 | 0.069173 | 0 | 4.941% | NA | 4.941% | 6.917%
2020 Com ED | 0.55556 | Motors | 338400 | 62 | NA | 3190680 |  |  | 0.10606 | 0 | 0.058922 | 0 | Compressed Air | Other | 0.00060941 | 0 | Ventilation | 3.3 | 0 | 0.098039 | 0 | 2.971% | NA | 2.971% | 9.804%
2020 Com ED | 0.55556 | Compressed Air | 3500 | 1 | NA | 3190680 |  |  | 0.0010969 | 0 | 0.00060941 | 0 | Cooling | Space Cooling | 0.047568 | 0 | Water heating | 0.48 | 0.036254 | 0.004646 | 0.00023816 | 0.9679% | 0.6569% | 0.8124% | 0.39%
2020 Com ED | 0.55556 | Cooling | 174800 | 52 | NA | 3190680 | 3361.5385 | 1867.5214 | 0.054785 | 0 | 0.030436 | 0 | DHW | Water heating | 0.004646 | 0.00023816 | Lighting | 2.3864 | 0 | 0.069452 | 0 | 2.91% | NA | 2.91% | 6.945%
2020 Com ED | 0.55556 | DHW | 26000 | 0 | NA | 3190680 |  |  | 0.0081487 | 0 | 0.0045271 | 0 | Ventilation | Ventilation | 0.069233 | 0 | Cooking | 0.44444 | 0.097264 | 0 | 0 | 0% | 0% | 1.528% | 0.679%
2020 Com ED | 0.55556 | Ventilation | 19600 | 0 | NA | 3190680 |  |  | 0.0061429 | 0 | 0.0034127 | 0 | Other | Other | 0.021538 | 0 | Refrigeration | 0.91429 | 0 | 0.014403 | 0 | 1.575% | NA | 1.575% | 1.44%
2020 Com ED | 0.55556 | Other | 123700 | 0 | NA | 3190680 |  |  | 0.038769 | 0 | 0.021538 | 0 | Space Heating | Space Heating | 0 | 0.0028684 | Office equipment | 0.1 | 0 | 0 | 0 | 0% | NA | 0% | 0%
2020 Ameren | 0.16667 | Ventilation | 165000 | 0 |  | 420411 |  |  | 0.39247 | 0 | 0.065412 | 0 | Building Controls |  |  |  | Computing | 1.5111 | 0 | 0 | 0 | 0% | NA | 0% | 0%
2020 Ameren | 0.16667 | Lighting | 13700 | 2 |  | 420411 |  |  | 0.032587 | 0 | 0.0054312 | 0 | Building Controls | Building Controls | 0.072015 | 0 | Other | 3.5467 | 0.054736 | 0.090322 | 0.0050672 | 2.547% | NA | 1% | 3.547%
2020 Ameren | 0.16667 | Cooling | 1000 | 0.5 |  | 420411 | 2000 | 333.3333 | 0.0023786 | 0 | 0.00039644 | 0 | 40% | Ventilation | 0.028806 | 0
2020 Ameren | 0.16667 | Space Heating | 0 | 0 | 2693 | 420411 |  |  | 0 | 0.0064056 | 0 | 0.0024021 | 30% | Space Cooling | 0.021605 | 0
2020 Ameren | 0.16667 | DHW | 300 | 0 | 267 | 420411 |  |  | 0.00071359 | 0.00063509 | 0.00011893 | 0.00023816 | 10% | Lighting | 0.0072015 | 0
2019 Ameren | 0.27778 | Lighting | 128000 | 35 |  | 2041545 |  |  | 0.062698 | 0 | 0.017416 | 0 | 20% | Refrigeration | 0.014403 | 0
2019 Ameren | 0.27778 | Cooling | 123000 | 29 |  | 2041545 | 4241.3793 | 1178.1609 | 0.060248 | 0 | 0.016736 | 0
2019 Ameren | 0.27778 | Ventilation | 3000 | 0 |  | 2041545 |  |  | 0.0014695 | 0 | 0.00040819 | 0
2019 Ameren | 0.27778 | Motors | 3000 | 0 |  | 2041545 |  |  | 0.0014695 | 0 | 0.00040819 | 0
2019 Ameren | 0.27778 | Motors | 65000 | 0 | 16552 | 2041545 |  |  | 0.031839 | 0.0081076 | 0.0088441 | 0.0050672
2019 Ameren | 0.27778 | Space Heating | 0 | 0 | 1523 | 2041545 |  |  | 0 | 0.000746 | 0 | 0.00046625
Note on AC19: Sasha Baroiant: It is unlikely that the participatns had significant commercial food service (just 18 sampled buildings) so we set this at the average relative gas savings. The gas savings is used because most cooking energy is gas-fueled.
Note on AC21: Sasha Baroiant: presumably all participants had office eq, but no savings reported, so leaving at zero
Note on AC22: Sasha Baroiant: assuming this is zero since I doubt BOC goes over details such as virtuilization etc.
Note on AC23: Sasha Baroiant: Setting this at average building-level savings rather than what was measured for other, motors, compressed air, since the sample size for these end-uses was very small. Update Nov 29 2023. This 2.1% was resulting in pretty high savings for industrial sites. Most industrial processes aren't covered under BOC, but supporting HVAC and process cooling could be. We ran three cases of sites that had manufacturing loads (biotech, foods, and machine/joining manufacturing) and tried to cap savings at what a buildings of similar size/type, but w/o industrial loads could use, based on recent CEUS data. Changing this value to 1% achieves the same limit but is easier to implement, so we're proposing to set this at 1%
Note on D31: Sahsa Baroiant: The M&V report stated 65 MWh of savings associted with "boiler/hot water/steam system". I highly doubt they had electric boilers, it has to be hot water pumps

## 3b. Analysis
Ph V TRM Appendix F: Building Operator Certification Audit and Design Tool
CBECS and PA Baseline Analysis
CBECS EUI Scaling Factors
Electric EUI Scaling Factors [kWh/ft2]
End Use | Space heating | Space cooling | Ventilation | Water heating | Lighting | Cooking | Refrigeration | Office equipment | Computing | Other
All buildings | 1.5 | 2 | 2.3 | 0.5 | 2.2 | 0.9 | 1.4 | 0.2 | 0.9 | 3
Middle Atlantic | 1.7 | 1.2 | 2.5 | 0.4 | 2.4 | 0.6 | 1 | 0.2 | 1.1 | 2.9
East North Central | 2.2 | 1.4 | 2.3 | 0.6 | 2.1 | 0.8 | 1.6 | 0.1 | 0.8 | 2.8
Scale Factor IL | 1.4667 | 0.7 | 1 | 1.2 | 0.95455 | 0.88889 | 1.1429 | 0.5 | 0.88889 | 0.93333
200,001 to 500,000 | 1.3 | 2 | 3.3 | 0.4 | 2.5 | 0.5 | 0.8 | 0.2 | 1.7 | 3.8
IL Building Area Adjusted Scaling Factor | 1.9067 | 1.4 | 3.3 | 0.48 | 2.3864 | 0.44444 | 0.91429 | 0.1 | 1.5111 | 3.5467
Scale Factor PA | 1.1333 | 0.6 | 1.087 | 0.8 | 1.0909 | 0.66667 | 0.71429 | 1 | 1.2222 | 0.96667
PA Building Area Adjusted Scaling Factor | 1.4733 | 1.2 | 3.587 | 0.32 | 2.7273 | 0.33333 | 0.57143 | 0.2 | 2.0778 | 3.6733
CBECS Cooling Category |  | 100%
Cooling EUI Given Saturation |  | 2.6
Ventilation EUI Given Cooling Saturation |  | 2.8
Cooling EUI Given System Type |  | 0.9
Ventilation EUI Given System Type |  | 3.6
Natural Gas EUI Scaling Factors [kBTU/ft2]
End Use | Space heating | Space cooling | Ventilation | Water heating | Lighting | Cooking | Refrigeration | Office equipment | Computing | Other
All buildings | 27.2218 |  |  | 4.8833 |  | 14.2343 |  |  |  | 9.1432
Middle Atlantic | 32.209 |  |  | 3.7404 |  | 8.8315 |  |  |  | 9.0393
East North Central | 34.8065 |  |  | 4.156 |  | 14.0265 |  |  |  | 6.3379
Scale Factor IL | 1.2786 |  |  | 0.85106 |  | 0.9854 |  |  |  | 0.69318
200,001 to 500,000 | 27.1179 |  |  | 4.2599 |  | 9.8705 |  |  |  | 7.8964
IL Building Area Adjusted Scaling Factor | 34.6737 |  |  | 3.6254 |  | 9.7264 |  |  |  | 5.4736
Scale Factor NJ | 1.1832 |  |  | 0.76596 |  | 0.62044 |  |  |  | 0.98864
NJ Building Area Adjusted Scaling Factor | 32.0861 |  |  | 3.2629 |  | 6.124 |  |  |  | 7.8067
Percent of floorspace heated by the electric heating system: |  | 10%
Percent of floorspace heated by natural gas or propane: |  | 60%
CBECS Heating Category |  | 51% to 99%
Heating EUI Given Saturation |  | 23.3775
Final EUI Scaling Factors
End Use | Space heating | Space cooling | Ventilation | Water heating | Lighting | Cooking | Refrigeration | Office equipment | Computing | Other
All buildings | 27.2218 | 2 | 2.3 | 0.5 | 2.2 | 0.9 | 1.4 | 0.2 | 0.9 | 3
Middle Atlantic | 32.209 | 1.2 | 2.5 | 0.4 | 2.4 | 0.6 | 1 | 0.2 | 1.1 | 2.9
Regional Scale Factor | 100% | 100% | 100% | 100% | 100% | 100% | 100% | 100% | 100% | 100%
Space Heating Saturation Scale Factor | 85.88%
Cooling and Ventilation Saturation Scale Factor |  | 130% | 77.13%
Cooling Type Scale Factor |  | 45% | 156.5%
Office Equipment + Separate Computer Areas | [8 empty] | 333.3%
Final Scale Factor | 85.88% | 58.5% | 120.7% | 100% | 100% | 100% | 100% | 100% | 333.3% | 100%
Expansion of the PA Baseline Segments Using CBECS
Segment | On-Site Generation | Heating | Cooling | Ventilation | DHW | Lighting | Cooking | Refrigeration | Plug Loads | Process
Education | -0.12 | 0.28 | 3.35 | 2.02 | 0.06 | 1.51 | 0.33 | 0.48 | 1.02 | 2.01
Grocery | -0.01 | 1.1 | 5.97 | 2.91 | 0.24 | 4.68 | 2.38 | 17.89 | 0.44 | 2.8
Health | -2.32 | 0.29 | 8.67 | 3.63 | 0.33 | 4.98 | 0.26 | 0.84 | 2.41 | 6.42
Industrial | -0.36 | 0.04 | 1.51 | 1.57 | 0.37 | 1.59 | 0.01 | 4.86 | 1.57 | 31.91
Institutional | -0.02 | 0.38 | 9.48 | 1.89 | 0.23 | 2.79 | 0.47 | 0.23 | 0.6 | 0.88
Lodging | -0.03 | 2.03 | 3.47 | 1.78 | 0.23 | 1.57 | 0.23 | 0.22 | 0.2 | 0.26
Miscellaneous | 0 | 0.13 | 2.39 | 1.49 | 0.16 | 1.21 | 0.34 | 0.3 | 0.3 | 2.08
Office | -0.01 | 0.16 | 2.84 | 1.16 | 0.11 | 0.86 | 0.01 | 0.04 | 1.18 | 1.18
Religious | -0.44 | 0.1 | 1.38 | 1.04 | 0.15 | 0.79 | 0.49 | 0.07 | 0.12 | 0
Restaurant | -0.56 | 1.58 | 3.78 | 1.63 | 3.01 | 1.25 | 8.86 | 7.71 | 0.32 | 2.18
Retail | 0 | 0.17 | 1.98 | 1.57 | 0.08 | 1.24 | 0.25 | 0.43 | 0.71 | 0.65
Warehouse | 0 | 0.07 | 0.29 | 1.33 | 0.12 | 0.7 | 0 | 0.43 | 0.38 | 0.38
CBECS Segments | On-Site Generation | Space heating | Space cooling | Ventilation | Water heating | Lighting | Cooking | Refrigeration | Office equipment | Computing | Other | Percent of Population
Health care |  | 1.3 | 2.8 | 7.2 | 0.6 | 3.6 | 1.1 | 0.9 | 0.3 | 1.7 | 6.5 | 100%
Inpatient |  | 1.3 | 3.8 | 8.4 | 1.4 | 3.5 | 1.2 | 1.2 | 0.3 | 2.1 | 8.3 | 56%
Outpatient |  | 1.3 | 1.4 | 5.6 | 0.1 | 3.7 | 0.6 | 0.5 | 0.3 | 1.1 | 4.1 | 44%
Weighted Average |  | 1.3 | 2.744 | 7.168 | 0.828 | 3.588 | 0.936 | 0.892 | 0.3 | 1.66 | 6.452 | -
Residual |  | 0 | 0.056 | 0.032 | -0.228 | 0.012 | 0.164 | 0.008 | 0 | 0.04 | 0.048 | 0.29522
CBECS Segments | On-Site Generation | Space heating | Space cooling | Ventilation | Water heating | Lighting | Cooking | Refrigeration | Office equipment | Computing | Other | Percent of Population
Mercantile |  | 1.7 | 2 | 3.2 | 0.8 | 3.8 | 0.4 | 2.2 | 0.2 | 0.6 | 3.1 | 100%
Retail (other than mall) |  | 1.5 | 1.9 | 3.4 | 0.1 | 3.5 | 0.5 | 1.1 | 0.1 | 0.4 | 2.9 | 56%
Enclosed and strip malls |  | 1.8 | 2.1 | 2.9 | 1.3 | 4.1 | 0.4 | 3.1 | 0.3 | 0.8 | 3.3 | 44%
Weighted Average |  | 1.632 | 1.988 | 3.18 | 0.628 | 3.764 | 0.456 | 1.98 | 0.188 | 0.576 | 3.076 | -
Residual |  | 0.068 | 0.012 | 0.02 | 0.172 | 0.036 | -0.056 | 0.22 | 0.012 | 0.024 | 0.024 | 0.29813
Appendix J Building Types | On-Site Generation | Space heating | Space cooling | Ventilation | Water heating | Lighting | Cooking | Refrigeration | Office equipment | Computing | Other
Education | [8 empty] | 0.1 | 0.7
Food sales | [8 empty] | 0.2 | 0.8
Food service | [8 empty] | 0.3 | 0.3
Health care | [8 empty] | 0.3 | 1.7
Inpatient | [8 empty] | 0.3 | 2.1
Outpatient | [8 empty] | 0.3 | 1.1
Lodging | [8 empty] | 0.1 | 0.4
Mercantile | [8 empty] | 0.2 | 0.6
Retail (other than mall) | [8 empty] | 0.1 | 0.4
Enclosed and strip malls | [8 empty] | 0.3 | 0.8
Office | [8 empty] | 0.2 | 1.5
Public assembly | [8 empty] | 0.1 | 0.3
Public order and safety | [8 empty] | 0.2 | 0.8
Religious worship | [8 empty] | 0.1 | 0.1
Service | [8 empty] | 0.1 | 0.2
Warehouse and storage | [8 empty] | 0.1 | 0.2
Other | [8 empty] | 0.1 | 9.7
Vacant | [8 empty] | Q | 0.2
PA Final Segment | On-Site Generation | Heating | Cooling | Ventilation | DHW | Lighting | Cooking | Refrigeration | Office equipment | Computing | Process | Plug Loads | CBECS Segment
Education | -0.12 | 0.28 | 3.35 | 2.02 | 0.06 | 1.51 | 0.33 | 0.48 | 0.1275 | 0.8925 | 2.01 | 1.02 | Education
Grocery | -0.01 | 1.1 | 5.97 | 2.91 | 0.24 | 4.68 | 2.38 | 17.89 | 0.088 | 0.352 | 2.8 | 0.44 | Food sales
Health | -2.32 | 0.29 | 8.67 | 3.63 | 0.33 | 4.98 | 0.26 | 0.84 | 0.3615 | 2.0485 | 6.42 | 2.41 | Health care
Health (inpatient) | -2.9625 | 0.29 | 11.7664 | 4.235 | 0.77 | 4.8417 | 0.28364 | 1.12 | 0.38467 | 2.6927 | 8.1978 | 3.0774 | Inpatient
Health (outpatient) | -1.4634 | 0.29 | 4.335 | 2.8233 | 0.055 | 5.1183 | 0.14182 | 0.46667 | 0.32575 | 1.1944 | 4.0495 | 1.5202 | Outpatient
Industrial | -0.36 | 0.04 | 1.51 | 1.57 | 0.37 | 1.59 | 0.01 | 4.86 | 0.01602 | 1.554 | 31.91 | 1.57 | Other
Institutional | -0.02 | 0.38 | 9.48 | 1.89 | 0.23 | 2.79 | 0.47 | 0.23 | 0.12 | 0.48 | 0.88 | 0.6 | Public order and safety
Lodging | -0.03 | 2.03 | 3.47 | 1.78 | 0.23 | 1.57 | 0.23 | 0.22 | 0.04 | 0.16 | 0.26 | 0.2 | Lodging
Miscellaneous | 0 | 0.13 | 2.39 | 1.49 | 0.16 | 1.21 | 0.34 | 0.3 | 0.0030612 | 0.29694 | 2.08 | 0.3 | Other
Office | -0.01 | 0.16 | 2.84 | 1.16 | 0.11 | 0.86 | 0.01 | 0.04 | 0.13882 | 1.0412 | 1.18 | 1.18 | Office
Religious | -0.44 | 0.1 | 1.38 | 1.04 | 0.15 | 0.79 | 0.49 | 0.07 | 0.06 | 0.06 | 0 | 0.12 | Religious worship
Restaurant | -0.56 | 1.58 | 3.78 | 1.63 | 3.01 | 1.25 | 8.86 | 7.71 | 0.16 | 0.16 | 2.18 | 0.32 | Food service
Retail | 0 | 0.17 | 1.98 | 1.57 | 0.08 | 1.24 | 0.25 | 0.43 | 0.1775 | 0.5325 | 0.65 | 0.71 | Public assembly
Retail (other than mall) | 0 | 0.15 | 1.881 | 1.6681 | 0.01 | 1.1421 | 0.3125 | 0.215 | 0.13284 | 0.53135 | 0.60806 | 0.66419 | Retail (other than mall)
Enclosed and strip malls | 0 | 0.18 | 2.079 | 1.4228 | 0.13 | 1.3379 | 0.25 | 0.60591 | 0.20613 | 0.54968 | 0.69194 | 0.75581 | Enclosed and strip malls
Warehouse | 0 | 0.07 | 0.29 | 1.33 | 0.12 | 0.7 | 0 | 0.43 | 0.12667 | 0.25333 | 0.38 | 0.38 | Warehouse and storage
Selected Building Type EUI by End Use
Health, Other | Space heating | Space cooling | Ventilation | Water heating | Lighting | Cooking | Refrigeration | Office equipment | Computing | Other
kWh/ft2 | 0.29 | 8.67 | 3.63 | 0.33 | 4.98 | 0.26 | 0.84 | 0.3615 | 2.0485 | 6.42
kBTU/ft2 | 48.4174 |  |  | 9.8705 |  | 17.0396 |  |  |  | 16.1045
Divides the heating load between natural gas-sourced and electric-sourced heating equipment
Total Heating Efficiency | 80% | - |  | System Type |  | Heat Load | Fuel Use | Units
Total Space Heating Load | 33.2639 | kBTU/ft2 |  | Boiler / Central Plant |  | 28.5119 | 35.6399 | kBTU/ft2
% floorspace gas-heated | 60% | - |  | Ground Source Heat Pump |  | 4.752 | 0.39792 | kWh/ft2
% floorspace electric-heated | 10% | -
Calculates the building-specific refrigeration load based on observed equipment
Refrigeration Uses | Exists? | kWh/ft2/Unit | kWh/ft2
Any refrigeration | 1 | 1.4 | 1.4
Walk-in units | 1 | 2.7 | 2.7
Cases or cabinets | 1 | 2.6 | 2.6
Large cold storage areas | 1 | 6.2 | 6.2
Commercial ice makers | 1 | 2.1 | 2.1
Residential-type or compact units | 1 | 1.1 | 1.1
Vending machines | 0 | 1.3 | 0
6.2
Scaled EUIs for Each End Use of the Selected Building Type
Health, Other | Space heating | Space cooling | Ventilation | Water heating | Lighting | Cooking | Refrigeration | Office equipment | Computing | Other
kWh/ft2 | 0.39792 | 5.072 | 4.3826 | 0 | 4.98 | 0 | 6.2 | 0.3615 | 6.8283 | 6.42
kBTU/ft2 | 35.6399 |  |  | 9.8705 |  | 17.0396 |  |  |  | 16.1045
Note on B55: Sasha Baroiant: for electric EUIs, we mapped all buildings except public assembly to the SWE baseline study, so we only apply the regional adjustment for public assembly
Note on C153: Sasha Baroiant: Most commercial floorspace has non-electric heating. The results for electric heating will have much higher sampling uncertainties. I think we'll have higher accuracy by first working out the total heating load in kBTU/sqft, and then parsing it out into gas and electric components.
Note on I175: Sasha Baroiant: Here we're taking the maximum of the refrigeration-related EUI that comes from the survey, and the specific ones that are associated with buildings that have commercial refrigeration. See tab '2. End Uses' - the survey found that refrigeration EUI is much higher for buildings that have refrigerated floorspace, walk-ins, reach-ins, etc. This will help to characterized refrigeration energy usage for buildings that are not food service or food sales, but have commercial refrigeration anyway - especially refrigerated warehouses.
Note on L176: Sasha Baroiant: zeroing out gas uses that are not cooking, space heating, or water heating. The way the gas EUIs are in CBECs, the denominator is just the buildings that have that particular gas-fuelled end-use. So a value of, say, 8 kBTU/sqft doesn't mean that the average commercial building uses kBTU/sqft for some mysteriuous gas-fuelled process, but rather that those buildings that do have the odd gas-fuelled end-use will consume 8 kBTU/sqft for that end use.

## CBECS Elec
Ph V TRM Appendix F: Building Operator Certification Audit and Design Tool
CBECS electric raw data
Release date: December 2022
Table E6. Electricity consumption intensities (in kilowatthours [kWh]) by end use, 2018
Electricity energy intensity1 (kWh/square foot in buildings using electricity for the end use)
| Total | Space heating | Space cooling | Ventilation | Water heating | Lighting | Cooking | Refrigeration | Office equipment | Computing | Other
All buildings | 12.6 | 1.5 | 2 | 2.3 | 0.5 | 2.2 | 0.9 | 1.4 | 0.2 | 0.9 | 3
Building floorspace (square feet)
1,001 to 5,000 | 14.5 | 2.5 | 2.9 | 1.8 | 0.9 | 2.1 | 3 | 4 | 0.3 | 0.6 | 3.3
5,001 to 10,000 | 11.2 | 2.1 | 2.3 | 1.5 | 0.7 | 1.8 | 2.4 | 2.5 | 0.2 | 0.4 | 2.3
10,001 to 25,000 | 10.7 | 1.5 | 1.8 | 1.5 | 0.4 | 1.8 | 1 | 1.2 | 0.2 | 0.9 | 2.9
25,001 to 50,000 | 12 | 1.6 | 2.1 | 2 | 0.5 | 2.3 | 0.5 | 1.4 | 0.1 | 0.6 | 2.8
50,001 to 100,000 | 12 | 1.6 | 2 | 2.3 | 0.5 | 2.2 | 0.6 | 1.2 | 0.1 | 0.7 | 2.7
100,001 to 200,000 | 13.1 | 1.2 | 1.9 | 2.7 | 0.5 | 2.5 | 0.6 | 1.1 | 0.2 | 1.1 | 3
200,001 to 500,000 | 14.9 | 1.3 | 2 | 3.3 | 0.4 | 2.5 | 0.5 | 0.8 | 0.2 | 1.7 | 3.8
Over 500,000 | 14.2 | 1 | 1.6 | 3.9 | 0.4 | 2.5 | 0.7 | 0.7 | 0.1 | 1.2 | 3.3
Principal building activity
Education | 9.4 | 1.3 | 2.1 | 1.4 | 0.7 | 1.6 | 0.3 | 0.5 | 0.1 | 0.7 | 2.2
Food sales | 53.3 | 3.7 | 2.1 | 3.8 | 0.2 | 3.8 | 3.3 | 25.5 | 0.2 | 0.8 | 2.955
Food service | 43.8 | 5.5 | 5.6 | 4.9 | 5.3 | 3.2 | 12.4 | 11.9 | 0.3 | 0.3 | 5.8
Health care | 23.8 | 1.3 | 2.8 | 7.2 | 0.6 | 3.6 | 1.1 | 0.9 | 0.3 | 1.7 | 6.5
Inpatient | 28.8 | 1.3 | 3.8 | 8.4 | 1.4 | 3.5 | 1.2 | 1.2 | 0.3 | 2.1 | 8.3
Outpatient | 17.4 | 1.3 | 1.4 | 5.6 | 0.1 | 3.7 | 0.6 | 0.5 | 0.3 | 1.1 | 4.1
Lodging | 14.4 | 1.4 | 1.7 | 3.7 | 2.5 | 2.1 | 1.2 | 1.2 | 0.1 | 0.4 | 3.1
Mercantile | 16.7 | 1.7 | 2 | 3.2 | 0.8 | 3.8 | 0.4 | 2.2 | 0.2 | 0.6 | 3.1
Retail (other than mall) | 13.7 | 1.5 | 1.9 | 3.4 | 0.1 | 3.5 | 0.5 | 1.1 | 0.1 | 0.4 | 2.9
Enclosed and strip malls | 19.6 | 1.8 | 2.1 | 2.9 | 1.3 | 4.1 | 0.4 | 3.1 | 0.3 | 0.8 | 3.3
Office | 13.6 | 1.5 | 1.5 | 3.8 | 0.2 | 2.3 | 0.2 | 0.5 | 0.2 | 1.5 | 3.1
Public assembly | 12.1 | 2.8 | 4.6 | 1.2 | 0.1 | 1.5 | 0.5 | 0.9 | 0.1 | 0.3 | 3.1
Public order and safety | 13.9 | 2 | 2.7 | 1.8 | 1.9 | 3.4 | 0.5 | 0.6 | 0.2 | 0.8 | 3.1
Religious worship | 4.9 | 0.7 | 1.2 | 0.9 | 0.1 | 1 | 0.3 | 0.3 | 0.1 | 0.1 | 0.9
Service | 7.2 | 1.7 | 1.5 | 0.9 | 0.1 | 2.3 | 0.3 | 0.3 | 0.1 | 0.2 | 2
Warehouse and storage | 5.8 | 0.9 | 1.1 | 0.5 | 0.1 | 1.5 | 0 | 1 | 0.1 | 0.2 | 1.8
Other | 29.1 | 1.5 | 4 | 2.2 | 0.1 | 3.7 | 0.6 | 0.7 | 0.1 | 9.7 | 9.7
Vacant | 3.9 | 1 | 1.6 | 0.4 | (*) | 0.8 | Q | 0.2 | Q | 0.2 | 1.7
Year constructed
Before 1920 | 9.9 | 1.5 | 1.4 | 1.7 | 0.2 | 1.7 | 1.1 | 0.8 | 0.1 | Q | 2.4
1920 to 1945 | 11.6 | 1.3 | 2 | 2.6 | 0.3 | 2 | 0.6 | 1.1 | 0.2 | 1.3 | 2.5
1946 to 1959 | 9.7 | 1.3 | 1.7 | 1.6 | 0.5 | 1.8 | 0.6 | 1 | 0.1 | 0.6 | 2.5
1960 to 1969 | 11.7 | 1.2 | 2 | 2.1 | 0.5 | 2.2 | 0.9 | 1.3 | 0.2 | 0.6 | 2.9
1970 to 1979 | 12.4 | 1.5 | 2 | 2.3 | 0.6 | 2.3 | 0.9 | 1.5 | 0.2 | 0.8 | 2.8
1980 to 1989 | 13.6 | 1.5 | 1.9 | 2.6 | 0.5 | 2.2 | 0.7 | 1.4 | 0.2 | 1.3 | 3.2
1990 to 1999 | 11.8 | 1.6 | 2 | 2.3 | 0.4 | 2.2 | 0.7 | 1.3 | 0.2 | 0.6 | 2.7
2000 to 2009 | 14.6 | 1.7 | 2.3 | 2.6 | 0.5 | 2.5 | 1.1 | 1.7 | 0.2 | 1 | 3.5
2010 to 2018 | 13.7 | 1.6 | 2.1 | 2.4 | 0.7 | 2.2 | 1.1 | 1.6 | 0.2 | 0.9 | 3.4
Census region and division
Northeast | 12 | 1.8 | 1.2 | 2.5 | 0.4 | 2.4 | 0.6 | 1.1 | 0.2 | 1 | 3
New England | 11.6 | 1.9 | 0.9 | 2.3 | 0.5 | 2.1 | 0.7 | 1.6 | 0.2 | 0.6 | 3.4
Middle Atlantic | 12.1 | 1.7 | 1.2 | 2.5 | 0.4 | 2.4 | 0.6 | 1 | 0.2 | 1.1 | 2.9
Midwest | 11.7 | 2.3 | 1.3 | 2.2 | 0.5 | 2.1 | 0.8 | 1.4 | 0.1 | 0.9 | 2.9
East North Central | 11.7 | 2.2 | 1.4 | 2.3 | 0.6 | 2.1 | 0.8 | 1.6 | 0.1 | 0.8 | 2.8
West North Central | 11.6 | 2.7 | 1.2 | 2 | 0.4 | 2 | 0.6 | 0.9 | 0.1 | 1.2 | 3.1
South | 13.9 | 1.3 | 3.2 | 2.3 | 0.5 | 2.3 | 1 | 1.4 | 0.2 | 0.8 | 3
South Atlantic | 14.4 | 1.4 | 3.2 | 2.5 | 0.6 | 2.3 | 1.1 | 1.4 | 0.2 | 0.8 | 3.2
East South Central | 12.4 | 1.5 | 2.6 | 2.1 | 0.5 | 2.2 | 0.8 | 1.3 | 0.2 | 0.7 | 2.6
West South Central | 13.7 | 1.1 | 3.4 | 2.2 | 0.4 | 2.2 | 1 | 1.4 | 0.2 | 0.8 | 3
West | 12.1 | 1 | 1.4 | 2.4 | 0.5 | 2.1 | 1 | 1.7 | 0.2 | 1.1 | 3
Mountain | 12.8 | 1.3 | 1.5 | 2.5 | 0.6 | 2.2 | 1.2 | 1.8 | 0.2 | 1.3 | 2.6
Pacific | 11.7 | 0.8 | 1.4 | 2.3 | 0.5 | 2.1 | 0.8 | 1.7 | 0.2 | 0.9 | 3.2
Climate zoneb
Cold or very cold | 12.5 | 2.6 | 0.7 | 2.2 | 0.4 | 1.9 | 1 | 1.8 | 0.1 | 1.3 | 3.7
Cool | 11.3 | 2 | 1 | 2.3 | 0.6 | 2.2 | 0.7 | 1.3 | 0.1 | 0.9 | 2.8
Mixed mild | 12.9 | 1.9 | 1.7 | 2.6 | 0.4 | 2.3 | 0.8 | 1.1 | 0.2 | 1 | 3.1
Warm | 13 | 1.3 | 2.5 | 2.3 | 0.5 | 2.2 | 1.1 | 1.5 | 0.2 | 0.8 | 3
Hot or very hot | 14.1 | 0.4 | 4.2 | 2.2 | 0.5 | 2.2 | 0.9 | 1.5 | 0.2 | 0.8 | 2.9
Number of floors
1 | 12.5 | 1.8 | 2.3 | 1.8 | 0.6 | 2.2 | 1.2 | 2 | 0.2 | 0.7 | 2.9
2 | 10.7 | 1.2 | 1.8 | 1.8 | 0.5 | 2.1 | 0.7 | 1.1 | 0.1 | 0.6 | 2.4
3 | 12.1 | 1.6 | 1.9 | 2.3 | 0.4 | 2.1 | 0.5 | 1 | 0.1 | 1 | 2.9
4 to 9 | 15.1 | 1.3 | 2 | 3.5 | 0.4 | 2.4 | 0.7 | 0.8 | 0.2 | 1.5 | 4.2
10 or more | 16.7 | 1.2 | 1.6 | 5.2 | 0.4 | 2.2 | 0.8 | 0.6 | 0.2 | 2.1 | 3.8
Elevators and escalators (more than one may apply)
Any elevators | 14 | 1.3 | 1.9 | 3.3 | 0.5 | 2.3 | 0.6 | 0.8 | 0.2 | 1.3 | 3.5
1 elevator | 10.9 | 1.5 | 1.8 | 2.1 | 0.4 | 1.9 | 0.5 | 0.8 | 0.2 | 0.8 | 2.6
2 to 5 elevators | 15.1 | 1.4 | 2.1 | 3.4 | 0.5 | 2.4 | 0.6 | 0.8 | 0.2 | 1.8 | 3.7
6 or more elevators | 17.4 | 1 | 2 | 5 | 0.4 | 2.5 | 0.7 | 0.7 | 0.2 | 1.6 | 4.5
Any escalators | 14.8 | 1.2 | 1.9 | 3.9 | 0.5 | 2.5 | 0.7 | 0.8 | 0.1 | 1.4 | 3.3
Number of workers (main shift)
Fewer than 5 | 8.2 | 1.7 | 2.2 | 0.9 | 0.3 | 1.3 | 0.8 | 1.6 | 0.1 | 0.5 | 2.3
5 to 9 | 11.8 | 1.9 | 2 | 1.6 | 0.5 | 1.9 | 1.8 | 1.7 | 0.2 | 0.4 | 3
10 to 19 | 11.3 | 1.5 | 1.8 | 1.9 | 0.7 | 2 | 1.6 | 1.7 | 0.1 | 0.5 | 2.3
20 to 49 | 13.6 | 1.7 | 2 | 2.1 | 0.6 | 2.4 | 1.1 | 1.7 | 0.2 | 1.4 | 2.7
50 to 99 | 13.6 | 1.4 | 2.1 | 2.4 | 0.5 | 2.5 | 0.5 | 1.4 | 0.1 | 0.7 | 3.4
100 to 249 | 14.5 | 1.3 | 2.1 | 3.2 | 0.5 | 2.9 | 0.5 | 1.1 | 0.2 | 0.8 | 3.3
250 or more | 17.4 | 1.2 | 1.9 | 4.7 | 0.4 | 2.7 | 0.6 | 0.7 | 0.2 | 1.9 | 4.5
Weekly operating hours
Fewer than 40 | 6.8 | 1.4 | 1.7 | 0.5 | 0.2 | 1 | 0.6 | 0.9 | 0.1 | 0.5 | 2.2
40 to 48 | 9.1 | 1.4 | 1.7 | 1.2 | 0.3 | 1.6 | 0.4 | 0.6 | 0.2 | 0.7 | 2.6
49 to 60 | 9.9 | 1.4 | 1.6 | 1.7 | 0.4 | 1.9 | 0.5 | 0.8 | 0.2 | 0.9 | 2.2
61 to 84 | 13.7 | 1.7 | 2 | 2.3 | 0.6 | 2.7 | 0.9 | 1.7 | 0.2 | 0.7 | 3.1
85 to 167 | 17.6 | 2.1 | 2.5 | 2.9 | 0.6 | 3.3 | 1.6 | 3.6 | 0.1 | 0.4 | 3.5
Open continuously | 19.1 | 1.5 | 2.6 | 4.8 | 1.1 | 2.8 | 1 | 1.6 | 0.2 | 1.7 | 4.5
Ownership and occupancy
Nongovernment owned | 12.9 | 1.5 | 1.9 | 2.4 | 0.5 | 2.3 | 0.9 | 1.6 | 0.2 | 0.9 | 3
Owner occupied | 12.6 | 1.4 | 2 | 2.5 | 0.5 | 2.1 | 1 | 1.5 | 0.2 | 0.8 | 3
Leased to tenant or tenants | 13.5 | 1.7 | 1.7 | 2.4 | 0.6 | 2.6 | 0.8 | 1.6 | 0.2 | 1.1 | 3
Unoccupied | 2.4 | Q | 1.8 | (*) | Q | Q | Q | Q | Q | Q | 1.2
Government owned | 11.7 | 1.5 | 2.4 | 2 | 0.5 | 1.9 | 0.7 | 0.8 | 0.2 | 0.9 | 3
Federal | 13.9 | 1.4 | 1.9 | 3.5 | 0.3 | 2.8 | 0.6 | 0.4 | 0.2 | 1.3 | 3.4
State | 13.4 | 1.5 | 2.9 | 2.2 | 0.6 | 1.9 | 1.2 | 1 | 0.2 | 0.9 | 4
Local | 10.5 | 1.6 | 2.3 | 1.6 | 0.5 | 1.7 | 0.5 | 0.8 | 0.2 | 0.8 | 2.4
Party responsible for operation of energy systems
Building owner | 12.5 | 1.5 | 2 | 2.4 | 0.5 | 2.1 | 0.9 | 1.3 | 0.2 | 0.9 | 3
Business owner or tenant | 12.9 | 1.7 | 1.8 | 1.9 | 0.6 | 2.6 | 0.9 | 2.1 | 0.1 | 0.8 | 2.7
Property management | 14.7 | 1.9 | 2.1 | 3 | 0.4 | 2.6 | 0.5 | 1.6 | 0.2 | 0.8 | 3.2
Other | 14.1 | 1.4 | 2.2 | 2.5 | 0.8 | 2.7 | 0.8 | 1.1 | 0.2 | 1.2 | 3.2
Provider of direct input on energy- related equipment purchases
Building owner | 12.4 | 1.5 | 2 | 2.4 | 0.5 | 2.1 | 0.9 | 1.3 | 0.2 | 0.9 | 3
Business owner or tenant | 14.1 | 1.8 | 1.9 | 1.9 | 0.6 | 2.8 | 0.9 | 2.3 | 0.2 | 1.1 | 2.9
Property management | 15.6 | 2.4 | 1.8 | 2.8 | 0.7 | 3 | Q | 2.3 | 0.2 | 0.7 | 3.2
Other | 12.7 | 1.6 | 1.9 | 2.3 | 0.7 | 2.3 | 0.7 | 1.2 | 0.2 | 0.9 | 3
Number of establishments
1 | 12.1 | 1.6 | 2.1 | 2.1 | 0.5 | 2 | 1 | 1.4 | 0.1 | 0.9 | 3
2 to 5 | 13 | 1.4 | 2 | 2.6 | 0.4 | 2.4 | 0.7 | 1.5 | 0.2 | 0.8 | 2.9
6 to 10 | 14.5 | 1.6 | 1.6 | 3 | 0.5 | 2.8 | 0.5 | 1.7 | 0.2 | 1.1 | 3
11 to 20 | 16 | 1.6 | 1.8 | 3.5 | 0.7 | 3.2 | 0.4 | 1.5 | 0.2 | 1 | 3.2
More than 20 | 15.5 | 1.5 | 1.6 | 3.8 | 0.6 | 3.1 | 0.3 | 0.9 | 0.3 | 1.5 | 2.9
Currently unoccupied | 2.9 | Q | 1.6 | Q | Q | Q | Q | Q | Q | Q | 1.7
Predominant exterior wall material
Brick, stone, or stucco | 13.3 | 1.5 | 2.2 | 2.5 | 0.6 | 2.2 | 1 | 1.3 | 0.2 | 0.9 | 3
Concrete (block or poured) | 13.6 | 1.5 | 2.1 | 2.5 | 0.5 | 2.5 | 0.8 | 1.8 | 0.1 | 1 | 2.9
Concrete panels | 11.5 | 1.2 | 1.5 | 2.1 | 0.2 | 2.2 | 0.5 | 0.9 | 0.1 | 1.4 | 2.9
Siding or shingles | 12.8 | 2.3 | 1.6 | 1.8 | 0.8 | 2.2 | 1 | 1.8 | 0.2 | 0.6 | 3.9
Metal panels | 8.1 | 1.4 | 1.7 | 1.2 | 0.2 | 1.8 | 0.5 | 1.1 | 0.1 | 0.3 | 2.5
Window glass | 15.7 | 1.9 | 1.9 | 3.7 | 0.3 | 2.3 | 0.8 | 0.7 | 0.2 | 1.9 | 3.8
Other | 14.2 | 1.7 | 1.4 | 3.3 | 0.4 | 2.2 | 0.6 | 1.6 | 0.2 | 1.8 | 3
Predominant roof material
Metal surfacing | 9.8 | 1.8 | 2.1 | 1.2 | 0.4 | 1.9 | 1.1 | 1.4 | 0.1 | 0.4 | 2.7
Synthetic or rubber | 14.4 | 1.5 | 1.9 | 2.9 | 0.5 | 2.5 | 0.8 | 1.6 | 0.2 | 1.1 | 3.2
Built-up | 13.7 | 1.5 | 2.2 | 2.7 | 0.6 | 2.3 | 1 | 1.3 | 0.2 | 1.2 | 2.9
Slate or tile shingles | 11.4 | 1.4 | 2.3 | 1.9 | 0.7 | 1.8 | 1 | 1.5 | 0.2 | 0.5 | 2.4
Wooden materials (including shingles) | 10.8 | 1.1 | 2.1 | 2 | Q | 1.9 | 1 | 1.8 | 0.2 | 0.3 | 2.4
Asphalt, fiberglass, or other shingles | 11.1 | 1.5 | 1.8 | 2 | 0.6 | 2 | 0.6 | 1 | 0.2 | 0.7 | 2.8
Concrete | 16.7 | 1.6 | 2.5 | 3 | 0.6 | 2.4 | 0.9 | 1 | 0.2 | Q | 4.1
Other | 13.1 | 1.1 | 1.9 | 2 | 0.4 | 2.1 | 1.3 | 1.5 | 0.2 | 0.8 | 4
Roof tilt
Flat | 14.4 | 1.6 | 2.1 | 2.9 | 0.5 | 2.5 | 0.9 | 1.4 | 0.2 | 1.1 | 3.3
Shallow pitch | 10.4 | 1.5 | 1.9 | 1.5 | 0.4 | 2 | 0.8 | 1.4 | 0.1 | 0.7 | 2.6
Steeper pitch | 10.1 | 1.5 | 1.8 | 1.5 | 0.5 | 1.6 | 0.7 | 1.3 | 0.2 | 0.4 | 2.8
Cool roof characteristics (more than one may apply)
White or reflective coating or paint | 13.9 | 1.3 | 2.1 | 2.7 | 0.5 | 2.4 | 1 | 1.5 | 0.2 | 0.9 | 3.4
White or reflective tiles or shingles | 16 | 2.1 | 2.6 | 2.5 | 1 | 2.2 | 1.3 | 1.8 | 0.2 | Q | 3.5
Aluminum coating | 11.1 | 1.5 | 2.1 | 1.7 | 0.5 | 2.1 | 1.1 | 1.8 | 0.1 | 0.5 | 2.4
Ballasted roof system | 14.3 | 1.7 | 1.9 | 3 | 0.4 | 2.1 | 0.7 | 0.9 | 0.2 | 1.5 | 3.7
Other cool roof property | 15.2 | 2 | 1.8 | 3.4 | 0.5 | 2.6 | 0.6 | 1.3 | 0.2 | 1.4 | 3.2
Renovations since 2000 (more than one may apply)
Any type of renovation | 13.1 | 1.5 | 1.9 | 2.7 | 0.5 | 2.3 | 0.8 | 1.2 | 0.2 | 1 | 3
Addition or annex | 13.7 | 1.6 | 2.1 | 2.9 | 0.6 | 2.2 | 0.7 | 1.3 | 0.2 | 0.8 | 3.1
Reduction in floorspace | 15 | 1.6 | 1.9 | 3.4 | 0.7 | 2.6 | 0.6 | 1.3 | 0.2 | 1.1 | 3.1
Roof replacement | 13.1 | 1.4 | 1.9 | 2.7 | 0.6 | 2.2 | 0.8 | 1.2 | 0.2 | 1 | 3
Interior wall reconfiguration | 13.4 | 1.4 | 1.8 | 3 | 0.4 | 2.3 | 0.6 | 1 | 0.2 | 1.1 | 3.1
Window replacement | 12.6 | 1.4 | 1.6 | 2.7 | 0.6 | 2.2 | 0.8 | 1.2 | 0.2 | 0.9 | 2.8
HVAC equipment upgrade | 13.5 | 1.4 | 1.9 | 2.9 | 0.5 | 2.3 | 0.8 | 1.2 | 0.2 | 1 | 3.1
Lighting upgrade | 13.6 | 1.5 | 1.8 | 2.9 | 0.5 | 2.3 | 0.8 | 1.3 | 0.2 | 1.1 | 3.1
Electrical upgrade | 14.1 | 1.6 | 1.9 | 3 | 0.5 | 2.3 | 0.9 | 1.2 | 0.2 | 1.2 | 3.2
Plumbing system upgrade | 13.9 | 1.5 | 1.9 | 3.1 | 0.5 | 2.2 | 0.8 | 1.2 | 0.2 | 1.1 | 3.2
Insulation upgrade | 13.5 | 1.3 | 1.9 | 3 | 0.4 | 2.2 | 0.8 | 1.1 | 0.2 | 1 | 3.3
Fire, safety, or security upgrade | 13.8 | 1.5 | 1.9 | 2.9 | 0.6 | 2.3 | 0.7 | 1.1 | 0.2 | 1.1 | 3.2
Structural upgrade | 15.1 | 1.1 | 1.7 | 3.3 | 0.7 | 2.4 | 0.9 | 1.3 | 0.2 | 1.5 | 3.8
Other | 17.6 | 2 | 2.6 | 5 | 0.3 | 3.4 | 0.7 | 0.9 | 0.1 | 0.7 | 3.9
No renovations | 12 | 1.6 | 2.1 | 1.9 | 0.5 | 2.2 | 1 | 1.5 | 0.2 | 0.9 | 3
Buildings constructed 2013 or later | 13 | 1.5 | 2.1 | 2.3 | 0.7 | 2.1 | 1.1 | 1.8 | 0.1 | 0.6 | 3.3
Energy sources (more than one may apply)
Electricity | 12.6 | 1.5 | 2 | 2.3 | 0.5 | 2.2 | 0.9 | 1.4 | 0.2 | 0.9 | 3
Natural gas | 12.7 | 1.4 | 1.9 | 2.5 | 0.5 | 2.3 | 0.8 | 1.4 | 0.2 | 0.8 | 2.9
Fuel oil | 16.6 | 1.5 | 2.1 | 3.4 | 0.5 | 2.4 | 0.9 | 1.2 | 0.2 | 2 | 4.3
District heat | 16.8 | 1.1 | 1.8 | 4.2 | 0.7 | 2.5 | 0.8 | 0.8 | 0.2 | 1.6 | 5.8
District chilled water | 17.2 | 1.3 | 0.9 | 3.6 | 0.5 | 2.4 | 0.8 | 1 | 0.2 | 1.9 | 7.1
Propane | 11.7 | 1.3 | 1.6 | 1.7 | 0.5 | 2 | 1.1 | 1.8 | 0.1 | 0.5 | 3.1
Solar | 12.8 | 1.2 | 1.8 | 2.8 | 0.6 | 2.4 | 0.6 | 1.5 | 0.1 | 0.8 | 2.7
Wood, coal, and other | 11.8 | 1.7 | 1.8 | 1.8 | 0.5 | 2.3 | 1 | 1.6 | 0.1 | 0.9 | 2.5
Space-heating energy sources
Electricity | 14.7 | 1.5 | 2.1 | 2.4 | 0.6 | 2.4 | 0.9 | 1.6 | 0.2 | 1 | 3.1
Electricity main | 15.2 | 1.9 | 2.4 | 2.2 | 0.6 | 2.3 | 1.1 | 1.6 | 0.2 | 1.1 | 3.1
Electricity secondary | 13.9 | 1 | 1.7 | 2.6 | 0.6 | 2.6 | 0.7 | 1.6 | 0.2 | 0.8 | 3.1
Other excluding electricity | 10.8 | N | 1.7 | 2.3 | 0.3 | 2.1 | 0.8 | 1.1 | 0.1 | 0.7 | 2.8
Buildings without heating | 9.7 | N | 4.1 | 1.3 | 0.5 | 1.6 | 1.3 | 2.2 | 0.1 | 2.3 | 3.4
Primary space-heating energy source
Electricity | 15.2 | 1.9 | 2.4 | 2.2 | 0.6 | 2.3 | 1.1 | 1.6 | 0.2 | 1.1 | 3.1
Natural gas | 11.5 | 1 | 1.7 | 2.3 | 0.4 | 2.3 | 0.8 | 1.3 | 0.1 | 0.7 | 2.7
Fuel oil | 7.6 | 1.1 | 1 | 1.2 | 0.3 | 1.7 | 0.4 | 1 | 0.1 | 0.4 | 2.2
District heat | 16.4 | 0.8 | 1.8 | 4.1 | 0.6 | 2.5 | 0.8 | 0.8 | 0.2 | 1.7 | 5.6
Propane | 9.1 | 1.4 | 1.5 | 1.2 | 0.6 | 1.5 | 1 | 2.1 | 0.1 | 0.3 | 2.1
Other sourcesc | 5.9 | Q | Q | 0.7 | Q | 1.3 | Q | Q | 0.1 | 0.2 | 1.7
Cooling energy sources
Electricity | 13 | 1.5 | 2 | 2.4 | 0.5 | 2.3 | 0.9 | 1.4 | 0.2 | 1 | 2.6
Other excluding electricity | 16.1 | 0.8 | N | 3.2 | 0.4 | 2.2 | 0.7 | 0.9 | 0.2 | 0.8 | 8.4
Buildings without cooling | 6.8 | 2.5 | N | 0.2 | 0.1 | 1 | Q | 0.6 | (*) | 0.1 | 5
Water-heating energy sources
Electricity | 13.5 | 1.7 | 2 | 2.2 | 0.5 | 2.3 | 0.8 | 1.4 | 0.2 | 1 | 3
Other excluding electricity | 12.6 | 1.3 | 2 | 2.7 | N | 2.1 | 0.9 | 1.4 | 0.2 | 0.9 | 3
Buildings without water heating | 6.6 | 1.3 | 2.4 | 0.9 | N | 1.6 | Q | 0.5 | 0.1 | 0.4 | 2.7
Cooking energy sources
Electricity | 15.7 | 1.6 | 2 | 3 | 0.8 | 2.5 | 0.9 | 1.9 | 0.2 | 0.8 | 3.4
Other excluding electricity | 13.9 | 1.5 | 2.4 | 2.8 | 0.8 | 2.3 | N | 1.8 | 0.2 | 0.7 | 2.9
Buildings without cooking | 10.4 | 1.5 | 1.9 | 1.8 | 0.3 | 2 | N | 0.8 | 0.2 | 1.1 | 2.8
Energy end uses (more than one may apply)
Buildings with space heating | 12.8 | 1.5 | 1.9 | 2.4 | 0.5 | 2.2 | 0.9 | 1.4 | 0.2 | 0.9 | 3
Buildings with cooling | 13.1 | 1.5 | 2 | 2.4 | 0.5 | 2.3 | 0.9 | 1.4 | 0.2 | 0.9 | 2.8
Buildings with water heating | 13.1 | 1.6 | 2 | 2.4 | 0.5 | 2.3 | 0.9 | 1.4 | 0.2 | 0.9 | 3
Buildings with cooking | 15.2 | 1.6 | 2.1 | 2.9 | 0.8 | 2.4 | 0.9 | 1.9 | 0.2 | 0.8 | 3.2
Buildings with manufacturing | 12.5 | 1.5 | 1.3 | 2 | 0.3 | 2.2 | 0.8 | 1.9 | 0.1 | 0.5 | 4.1
Buildings with electricity generation | 16.1 | 1.6 | 2.1 | 3.3 | 0.6 | 2.5 | 0.7 | 1.3 | 0.2 | 1.7 | 4
Buildings with lighting | 12.7 | 1.5 | 2 | 2.3 | 0.5 | 2.2 | 0.9 | 1.4 | 0.2 | 0.9 | 3
Percentage of floorspace heated
Not heated | 9.7 | N | 4.1 | 1.3 | 0.5 | 1.6 | 1.3 | 2.2 | 0.1 | 2.3 | 3.4
1% to 50% | 8.9 | 0.7 | 1.5 | 1.3 | 0.2 | 1.7 | 0.7 | 1.5 | 0.1 | 0.9 | 1.9
51% to 99% | 13.6 | 1.4 | 1.9 | 2.8 | 0.6 | 2.4 | 0.8 | 1.7 | 0.2 | 0.8 | 2.9
100% | 13.2 | 1.8 | 2 | 2.4 | 0.5 | 2.3 | 0.9 | 1.2 | 0.2 | 0.9 | 3.2
Percentage of floorspace cooled
Not cooled | 6.8 | 2.5 | N | 0.2 | 0.1 | 1 | Q | 0.6 | (*) | 0.1 | 5
1% to 50% | 6.8 | 1.2 | 0.9 | 1 | 0.2 | 1.7 | 0.6 | 0.8 | 0.1 | 0.3 | 1.6
51% to 99% | 14.4 | 1.4 | 2 | 2.9 | 0.6 | 2.4 | 0.8 | 1.6 | 0.2 | 1.2 | 3
100% | 15.3 | 1.7 | 2.6 | 2.8 | 0.7 | 2.5 | 1 | 1.6 | 0.2 | 1.1 | 3.3
Percentage lit when open
0% | Q | Q | Q | Q | Q | N | N | Q | Q | Q | Q
1% to 50% | 7.2 | 1.2 | 1.8 | 1.1 | 0.3 | 0.9 | 0.6 | 0.8 | 0.1 | 0.6 | 1.9
51% to 99% | 13.9 | 1.5 | 2 | 2.7 | 0.6 | 2.3 | 0.8 | 1.5 | 0.2 | 1 | 3.2
100% | 13.7 | 1.6 | 2.1 | 2.5 | 0.5 | 2.6 | 1.1 | 1.5 | 0.2 | 0.9 | 3.2
Building never open or electricity not used | 3.8 | 1.6 | 1.6 | (*) | Q | 1 | Q | Q | Q | Q | 1.7
Percentage lit during off hours
0% | 7.4 | 1.5 | 1.9 | 0.9 | 0.3 | 1.2 | 0.7 | 1 | 0.1 | 0.3 | 2.3
1% to 50% | 12.6 | 1.5 | 2 | 2.4 | 0.5 | 2.2 | 0.8 | 1.3 | 0.2 | 0.8 | 2.9
51% to 100% | 21.3 | 2.1 | 2.5 | 4.2 | 0.9 | 3.8 | 1 | 2.1 | 0.2 | 2.5 | 5.1
Building always open with no off hours | 20.5 | 1.8 | 2.6 | 4 | 1.1 | 4.3 | 1.6 | 2.9 | 0.1 | 1.3 | 3.9
Electricity not used | N | N | N | N | N | N | N | N | N | N | N
Heating equipment (more than one may apply)
Packaged heating units | 13.8 | 1.6 | 2.1 | 2.5 | 0.6 | 2.4 | 1 | 1.8 | 0.2 | 0.7 | 2.9
Furnaces | 10.9 | 1.7 | 1.5 | 1.8 | 0.6 | 2.2 | 0.6 | 1.7 | 0.2 | 0.6 | 2.1
Individual space heaters | 12.3 | 1.4 | 1.6 | 2 | 0.5 | 2.3 | 0.7 | 1.3 | 0.2 | 1 | 2.6
Boilers | 13.2 | 1.4 | 1.9 | 2.8 | 0.5 | 2.2 | 0.7 | 1 | 0.2 | 0.9 | 3.4
Heat pumps | 14.8 | 1.2 | 2.1 | 2.7 | 0.7 | 2.6 | 0.7 | 1.3 | 0.2 | 1.2 | 2.9
District heat | 16.4 | 1.1 | 1.8 | 4.1 | 0.7 | 2.4 | 0.8 | 0.8 | 0.2 | 1.6 | 5.5
Duct reheat | 17.2 | 1.9 | 2 | 3.4 | 0.6 | 2.8 | 0.5 | 1.4 | 0.2 | 1.4 | 3.7
Other | 36.9 | 3.2 | 1.7 | 3.2 | 0.9 | 4.4 | 1.5 | 9.1 | 0.2 | 0.3 | Q
Cooling equipment (more than one may apply)
Residential-type central air conditioners | 13.7 | 1.6 | 2 | 2.5 | 0.5 | 2.5 | 1 | 1.7 | 0.2 | 0.9 | 2.7
Heat pumps | 11.7 | 1.5 | 1.7 | 2.1 | 0.5 | 2.2 | 0.6 | 1.4 | 0.2 | 0.9 | 2.4
Individual air conditioners | 12.8 | 1.6 | 1.8 | 2.3 | 0.9 | 2.4 | 0.8 | 1.3 | 0.2 | 0.8 | 2.6
District chilled water | 16 | 1.2 | 2.5 | 3.8 | 0.4 | 2.4 | 0.7 | 0.9 | 0.2 | 1.8 | 3.6
Central chillers | 13.8 | 1.2 | 1.8 | 2.7 | 0.5 | 2.3 | 0.7 | 1.1 | 0.2 | 1.3 | 2.9
Packaged air conditioning units | 17.2 | 1.3 | 0.9 | 3.6 | 0.5 | 2.4 | 0.8 | 1 | 0.2 | 1.9 | 7.1
Swamp coolers | 13 | 1.1 | 1.9 | 2.2 | 0.4 | 2.3 | 0.6 | 2.5 | 0.1 | 0.7 | 2.5
Other | Q | Q | Q | Q | Q | Q | Q | Q | Q | Q | Q
HVAC features (more than one may apply)
Economizer cycle | 15 | 1.5 | 1.9 | 3.2 | 0.5 | 2.4 | 0.8 | 1.3 | 0.2 | 1.4 | 3.4
Variable air volume (VAV) system | 14.9 | 1.5 | 2.2 | 3.1 | 0.5 | 2.3 | 0.8 | 1 | 0.2 | 1.4 | 3.8
Dedicated outside air system (DOAS) | 16.9 | 1.7 | 2.1 | 3.3 | 0.5 | 2.4 | 1.3 | 1.8 | 0.2 | 1.2 | 4.7
Demand controlled ventilation (DCV) | 13.5 | 1.4 | 2 | 2.5 | 0.4 | 2.3 | 0.6 | 1.1 | 0.1 | 1.6 | 3
Regular HVAC maintenance | 13.6 | 1.5 | 2.1 | 2.5 | 0.5 | 2.3 | 0.9 | 1.4 | 0.2 | 1 | 3.1
Building automation system (BAS) controls heating or cooling | 15.6 | 1.6 | 2.2 | 3.2 | 0.5 | 2.4 | 0.8 | 1.3 | 0.2 | 1.5 | 3.9
Internet-connected or smart thermostat | 11.9 | 1.3 | 2.1 | 2 | 0.5 | 2.1 | 0.9 | 1.8 | 0.1 | 0.4 | 2.4
Programmable thermostat | 10.4 | 1.5 | 1.7 | 1.7 | 0.5 | 2.1 | 1.1 | 1.3 | 0.1 | 0.5 | 2.1
Main equipment replaced since 2000 (more than one may apply)
Heating | 11.7 | 1.4 | 1.8 | 2.2 | 0.5 | 2.2 | 0.7 | 1.3 | 0.2 | 0.7 | 2.5
Cooling | 11.7 | 1.3 | 1.9 | 2.3 | 0.5 | 2.1 | 0.7 | 1 | 0.2 | 0.9 | 2.4
Water-heating equipment
Centralized system | 12.7 | 1.7 | 2 | 2.3 | 0.5 | 2.1 | 0.9 | 1.4 | 0.2 | 0.9 | 3
Distributed system | 13.4 | 1.5 | 2 | 2.1 | 0.7 | 2.4 | 1.1 | 1.6 | 0.2 | 1.1 | 3
Combination of centralized and distributed systems | 14.5 | 1.2 | 2.1 | 3.2 | 0.4 | 2.6 | 0.5 | 1.2 | 0.2 | 1.1 | 3.2
Generation technologies (more than one may apply)
Reciprocating engine generators | 16.4 | 1.6 | 2.2 | 3.3 | 0.5 | 2.5 | 0.8 | 1.3 | 0.2 | 1.9 | 4.1
Solar panels | 12.8 | 1.2 | 1.8 | 2.8 | 0.6 | 2.4 | 0.5 | 1.5 | 0.1 | 0.8 | 2.7
Other generation technology | 18.3 | 2.3 | 1.7 | 3.8 | 1.1 | 3.1 | 0.7 | 1.1 | 0.2 | Q | 4.4
Lighting equipment types (more than one may apply)
Incandescent | 14.7 | 1.5 | 2 | 2.6 | 0.7 | 3.2 | 0.8 | 1.4 | 0.2 | 1 | 3.2
Standard fluorescent | 12.7 | 1.5 | 2 | 2.4 | 0.5 | 2.2 | 0.8 | 1.3 | 0.2 | 1 | 3
Compact fluorescent | 14.8 | 1.5 | 2 | 3 | 0.6 | 2.6 | 0.7 | 1.3 | 0.2 | 1.2 | 3.3
High-intensity discharge (HID) | 14.5 | 1.1 | 2.1 | 2.9 | 0.4 | 2.9 | 0.6 | 0.9 | 0.1 | 1.5 | 3.5
Halogen | 15.4 | 1.2 | 2.2 | 2.8 | 0.7 | 3.2 | 0.9 | 1.6 | 0.2 | 1.1 | 3.1
LED | 13.9 | 1.5 | 2 | 2.7 | 0.6 | 2.3 | 0.8 | 1.5 | 0.2 | 1.1 | 3.2
Other | Q | Q | Q | Q | Q | Q | Q | Q | Q | Q | Q
Refrigeration equipment (more than one may apply)
Any refrigeration | 13.5 | 1.5 | 2 | 2.5 | 0.5 | 2.3 | 0.9 | 1.4 | 0.2 | 0.9 | 3.1
Walk-in units | 18.6 | 1.8 | 2.4 | 3.6 | 0.9 | 2.8 | 1.1 | 2.7 | 0.2 | 0.9 | 4.1
Cases or cabinets | 17.5 | 1.7 | 2.2 | 3.3 | 0.7 | 2.7 | 1.1 | 2.6 | 0.2 | 1.1 | 3.6
Large cold storage areas | 23.9 | 1.5 | 2.1 | 3.1 | 0.7 | 2.8 | 1.3 | 6.2 | 0.2 | 0.8 | 7
Commercial ice makers | 16.4 | 1.6 | 2.4 | 3.3 | 0.7 | 2.6 | 1 | 2.1 | 0.2 | 0.9 | 3.5
Residential-type or compact units | 12.7 | 1.5 | 1.9 | 2.4 | 0.5 | 2.3 | 0.7 | 1.1 | 0.2 | 0.9 | 2.9
Vending machines | 14.5 | 1.5 | 2.1 | 3 | 0.5 | 2.6 | 0.6 | 1.3 | 0.2 | 1 | 3.3
No refrigeration | 8.5 | 1.5 | 2.1 | 1.4 | 0.3 | 1.7 | 0.5 | N | 0.1 | 1.2 | 2.6
Office equipment (more than one may apply)
Desktop computers | 13.2 | 1.5 | 2 | 2.5 | 0.5 | 2.3 | 0.9 | 1.4 | 0.2 | 0.9 | 3.1
With multiple monitors | 13.9 | 1.4 | 1.9 | 2.8 | 0.4 | 2.4 | 0.6 | 1.1 | 0.2 | 1.2 | 3.3
Laptop computers | 13.1 | 1.4 | 1.9 | 2.5 | 0.5 | 2.3 | 0.7 | 1.2 | 0.2 | 1 | 3
Dedicated servers | 14.1 | 1.5 | 1.9 | 2.7 | 0.5 | 2.5 | 0.6 | 1.2 | 0.2 | 1.4 | 3.1
Tablets charged in building | 14.3 | 1.5 | 2 | 2.8 | 0.6 | 2.5 | 0.7 | 1.3 | 0.2 | 1.2 | 3.2
Large floor-standing office devices | 13.3 | 1.5 | 1.9 | 2.7 | 0.5 | 2.4 | 0.5 | 1 | 0.2 | 1.1 | 3.1
Smaller desktop office devices | 13.2 | 1.5 | 2 | 2.5 | 0.5 | 2.3 | 0.8 | 1.3 | 0.2 | 0.9 | 3.1
Interactive whiteboards | 12.7 | 1.5 | 1.9 | 2.6 | 0.5 | 2.1 | 0.5 | 0.7 | 0.2 | 1.2 | 3.1
Televisions or video displays | 13.9 | 1.5 | 2 | 2.7 | 0.6 | 2.4 | 0.7 | 1.3 | 0.2 | 1 | 3.1
Point-of-sale devices or cash registers | 16.7 | 1.8 | 2.2 | 3.2 | 0.7 | 2.7 | 1.1 | 2.3 | 0.2 | 0.9 | 3.5
Food preparation or serving areas in non-food service buildings (more than one may apply)
Snack bar, concession stand, or coffee shop | 15.4 | 1.3 | 2 | 3.4 | 0.6 | 2.4 | 0.6 | 1.8 | 0.2 | 1 | 3.3
Fast food or small restaurant | 17.9 | 1.6 | 1.8 | 4.2 | 0.7 | 3.2 | 0.6 | 2.2 | 0.2 | 0.9 | 3.7
Cafeteria or large restaurant | 13.7 | 1.2 | 2.1 | 3.2 | 0.5 | 2.3 | 0.6 | 0.9 | 0.2 | 1 | 3
Commercial kitchen or food preparation area | 16.2 | 1.4 | 2.3 | 3.6 | 0.7 | 2.7 | 0.6 | 1.8 | 0.2 | 0.8 | 3.5
Small kitchen area | 12 | 1.4 | 1.7 | 2.4 | 0.7 | 2.1 | 0.5 | 1.1 | 0.2 | 0.8 | 2.5
Separate computer areas (more than one may apply)
Server closet | 13.5 | 1.4 | 1.9 | 2.7 | 0.5 | 2.4 | 0.7 | 1.2 | 0.2 | 0.9 | 3
Data center | 16.2 | 1.2 | 1.8 | 3.9 | 0.4 | 2.5 | 0.6 | 1 | 0.2 | 1.6 | 4.3
Computer-based training room | 13.9 | 1.5 | 2 | 3 | 0.5 | 2.4 | 0.6 | 1 | 0.2 | 1.1 | 3.2
Student or public computer center | 12.2 | 1.4 | 2.1 | 2.2 | 0.7 | 2.1 | 0.6 | 0.9 | 0.2 | 0.9 | 2.9
Window and interior lighting features (more than one may apply)
Multipaned windows | 13.3 | 1.6 | 2 | 2.5 | 0.6 | 2.3 | 0.9 | 1.4 | 0.2 | 1 | 3.1
Tinted window glass | 14.1 | 1.5 | 2.2 | 2.7 | 0.5 | 2.4 | 0.8 | 1.4 | 0.2 | 1.1 | 3.1
Reflective window glass | 15.5 | 1.5 | 1.9 | 3.1 | 0.6 | 2.6 | 0.7 | 1.4 | 0.2 | 1.5 | 3.7
External overhangs or awnings | 14.3 | 1.5 | 2.1 | 2.5 | 0.7 | 2.4 | 0.9 | 1.9 | 0.2 | 0.9 | 3
Skylights or atriums | 13 | 1.3 | 1.8 | 2.8 | 0.4 | 2.2 | 0.6 | 1.1 | 0.2 | 1 | 3
Light scheduling | 15.5 | 1.5 | 2 | 3.2 | 0.6 | 2.5 | 0.8 | 1.6 | 0.2 | 1.5 | 3.5
Occupancy sensors | 13.8 | 1.5 | 1.9 | 2.9 | 0.5 | 2.2 | 0.6 | 1.3 | 0.2 | 1.1 | 3.4
Multilevel lighting or dimming | 15.4 | 1.5 | 2.1 | 3.4 | 0.5 | 2.2 | 0.9 | 1.4 | 0.2 | 1.1 | 3.8
Daylight harvesting | 16.4 | 1.3 | 1.9 | 3.7 | 0.5 | 2.6 | 0.5 | 1.5 | 0.2 | 1.9 | 3.6
Plug-load control | 18.4 | 1.6 | 2.4 | 3.3 | 0.8 | 2.1 | 1.1 | 1.3 | 0.2 | Q | 5.3
Demand responsive lighting | 12.4 | 1.4 | 1.6 | 2.7 | 0.6 | 2.1 | 0.9 | 1.3 | 0.2 | 0.7 | 3
Building automation system (BAS) for lighting | 16.1 | 1.6 | 2.1 | 3.4 | 0.6 | 2.6 | 0.8 | 1.7 | 0.2 | 1.2 | 3.6
Electric vehicle (EV) charging
Charging stations associated with the building | 12.9 | 1.2 | 1.7 | 2.9 | 0.4 | 2.3 | 0.7 | 1.1 | 0.1 | 1.1 | 2.9
Annual consumption (kilowatthours)
10,000 or less | 1.5 | 0.4 | 0.3 | 0.1 | (*) | 0.5 | Q | 0.1 | 0.1 | 0.1 | 0.6
10,001 to 50,000 | 4.8 | 1 | 1 | 0.6 | 0.1 | 1.2 | 0.2 | 0.4 | 0.1 | 0.2 | 1.3
50,001 to 100,000 | 8 | 1.4 | 1.5 | 1.1 | 0.3 | 1.7 | 0.5 | 1.1 | 0.2 | 0.4 | 1.9
100,001 to 500,000 | 11.3 | 1.5 | 2 | 1.7 | 0.5 | 2 | 1.3 | 1.7 | 0.2 | 0.6 | 2.3
500,001 to 1,000,000 | 13.1 | 2 | 2.2 | 2.2 | 0.7 | 2.2 | 1.3 | 1.2 | 0.1 | 0.8 | 2.8
1,000,001 to 5,000,000 | 16.5 | 1.6 | 2.3 | 3.1 | 0.6 | 2.9 | 0.7 | 1.8 | 0.2 | 1 | 4
Over 5,000,000 | 22.1 | 1.5 | 2.6 | 5.3 | 0.5 | 3.2 | 0.7 | 1.2 | 0.2 | 2.7 | 5.9
Data source: U.S. Energy Information Administration, Forms EIA-871A and E of the 2018 Commercial Buildings Energy Consumption Survey Notes: Because of rounding, data may not sum to totals. The Guide to the 2018 CBECS Tables and CBECS Terminology contain definitions of terms used in these tables and comparisons between previous CBECS tables. You can access both references from http://www.eia.gov/consumption/commercial/data/2018/. Estimates for types of equipment represent consumption in buildings that have the equipment, not the consumption by the specific piece of equipment. HVAC = Heating, ventilation, and air conditioning. aThe electricity intensity calculation is conditional on the presence of the end use, and therefore the intensities for each end use will not sum to the total electricity intensity. In this table, each column is calculated as electricity consumption for the end use divided by the floorspace in buildings that use electricity for the particular end use. bClimate zones are based on ASHRAE Standard 169-2021; see https://www.eia.gov/consumption/commercial/maps.php#defined. cOther sources includes wood, coal, solar, and all other energy sources. dOffice devices refers to any combination of printers, copiers, scanners, or FAX machines. Q = Data withheld either because the relative standard error was greater than 50% or the reporting sample had fewer than 20 buildings. N = No buildings in reporting sample. (*) = Value rounds to zero in the units displayed. Data source: U.S. Energy Information Administration, Forms EIA-871A and E of the 2018 Commercial Buildings Energy Consumption Survey Notes: Because of rounding, data may not sum to totals. The Guide to the 2018 CBECS Tables and CBECS Terminology contain definitions of terms used in these tables and comparisons between previous CBECS tables. You can access both references from http://www.eia.gov/consumption/commercial/data/2018/. Estimates for types of equipment represent consumption in buildings that have the equipment, not the consumption by the specific piece of equipment. HVAC = Heating, ventilation, and air conditioning. aThe electricity intensity calculation is conditional on the presence of the end use, and therefore the intensities for each end use will not sum to the total electricity intensity. In this table, each column is calculated as electricity consumption for the end use divided by the floorspace in buildings that use electricity for the particular end use. bClimate zones are based on ASHRAE Standard 169-2021; see https://www.eia.gov/consumption/commercial/maps.php#defined. cOther sources includes wood, coal, solar, and all other energy sources. dOffice devices refers to any combination of printers, copiers, scanners, or FAX machines. Q = Data withheld either because the relative standard error was greater than 50% or the reporting sample had fewer than 20 buildings. N = No buildings in reporting sample. (*) = Value rounds to zero in the units displayed. Data source: U.S. Energy Information Administration, Forms EIA-871A and E of the 2018 Commercial Buildings Energy Consumption Survey Notes: Because of rounding, data may not sum to totals. The Guide to the 2018 CBECS Tables and CBECS Terminology contain definitions of terms used in these tables and comparisons between previous CBECS tables. You can access both references from http://www.eia.gov/consumption/commercial/data/2018/. Estimates for types of equipment represent consumption in buildings that have the equipment, not the consumption by the specific piece of equipment. HVAC = Heating, ventilation, and air conditioning. aThe electricity intensity calculation is conditional on the presence of the end use, and therefore the intensities for each end use will not sum to the total electricity intensity. In this table, each column is calculated as electricity consumption for the end use divided by the floorspace in buildings that use electricity for the particular end use. bClimate zones are based on ASHRAE Standard 169-2021; see https://www.eia.gov/consumption/commercial/maps.php#defined. cOther sources includes wood, coal, solar, and all other energy sources. dOffice devices refers to any combination of printers, copiers, scanners, or FAX machines. Q = Data withheld either because the relative standard error was greater than 50% or the reporting sample had fewer than 20 buildings. N = No buildings in reporting sample. (*) = Value rounds to zero in the units displayed.

## CBECS Gas
Ph V TRM Appendix F: Building Operator Certification Audit and Design Tool
CBECS gas raw data
Release date: December 2022
Table E8. Natural gas consumption and conditional energy intensities (in cubic feet) by end use, 2018
| Total natural gas consumption |  |  |  |  | Natural gas energy intensitya |  |  |  |  | Natural gas energy intensitya
| (billion cubic feet) |  |  |  |  | (cubic feet/square foot in buildings |  |  |  |  | (kBTU / square foot in buildings
[6 empty] | using natural gas for the end use) |  |  |  |  | using natural gas for the end use)
| Total | Space heating | Water heating | Cooking | Other | Total | Space heating | Water heating | Cooking | Other | Total | Space heating | Water heating | Cooking | Other
All buildings | 2216 | 1520 | 221 | 380 | 95 | 32.7 | 26.2 | 4.7 | 13.7 | 8.8 | 33.9753 | 27.2218 | 4.8833 | 14.2343 | 9.1432
Building floorspace (square feet)
1,001 to 5,000 | 176 | 102 | 17 | 54 | 3 | 53.6 | 36.1 | 8.9 | 87.6 | 13.4 | 55.6904 | 37.5079 | 9.2471 | 91.0164 | 13.9226
5,001 to 10,000 | 201 | 123 | 14 | 55 | 8 | 38.6 | 27.4 | 4 | 50.4 | 17.5 | 40.1054 | 28.4686 | 4.156 | 52.3656 | 18.1825
10,001 to 25,000 | 308 | 244 | 25 | 34 | 5 | 32.3 | 27.8 | 4.2 | 15 | 6.4 | 33.5597 | 28.8842 | 4.3638 | 15.585 | 6.6496
25,001 to 50,000 | 352 | 265 | 39 | 36 | 12 | 33.6 | 29.2 | 5.5 | 11 | 8 | 34.9104 | 30.3388 | 5.7145 | 11.429 | 8.312
50,001 to 100,000 | 371 | 257 | 46 | 46 | 22 | 31 | 25.2 | 5.1 | 10.1 | 9.9 | 32.209 | 26.1828 | 5.2989 | 10.4939 | 10.2861
100,001 to 200,000 | 309 | 213 | 30 | 50 | 17 | 29.4 | 22.9 | 3.8 | 8.8 | 7.7 | 30.5466 | 23.7931 | 3.9482 | 9.1432 | 8.0003
200,001 to 500,000 | 308 | 213 | 28 | 53 | 14 | 31.9 | 26.1 | 4.1 | 9.5 | 7.6 | 33.1441 | 27.1179 | 4.2599 | 9.8705 | 7.8964
Over 500,000 | 190 | 103 | 23 | 50 | 14 | 26.9 | 19.6 | 5.2 | 10.9 | 8.6 | 27.9491 | 20.3644 | 5.4028 | 11.3251 | 8.9354
Principal building activity
Education | 316 | 250 | 28 | 22 | 16 | 30.8 | 27.4 | 3.2 | 3.2 | 7.1 | 32.0012 | 28.4686 | 3.3248 | 3.3248 | 7.3769
Food sales | 46 | 24 | Q | 18 | Q | 69.2 | 41.1 | 4.8484 | 41.8 | 10.4682 | 71.8988 | 42.7029 | 5.0375 | 43.4302 | 10.8764
Food service | 146 | 26 | 14 | 105 | Q | 147.6 | 37 | 18.3 | 117 | 15.2846 | 153.3564 | 38.443 | 19.0137 | 121.563 | 15.8807
Health care | 199 | 127 | 27 | 33 | 12 | 59.1 | 46.6 | 9.5 | 16.4 | 15.5 | 61.4049 | 48.4174 | 9.8705 | 17.0396 | 16.1045
Inpatient | 164 | 97 | 24 | 32 | 11 | 77.9 | 58.3 | 13.5 | 16.9 | 19.9 | 80.9381 | 60.5737 | 14.0265 | 17.5591 | 20.6761
Outpatient | 35 | 30 | 3 | 1 | 1 | 27.8 | 28.1 | 3 | 9.2 | 4.4 | 28.8842 | 29.1959 | 3.117 | 9.5588 | 4.5716
Lodging | 216 | 64 | 80 | 60 | 12 | 37 | 16.5 | 16.3 | 16.7 | 11.9 | 38.443 | 17.1435 | 16.9357 | 17.3513 | 12.3641
Mercantile | 321 | 185 | 35 | 89 | 12 | 35.7 | 21.4 | 5.4 | 18.9 | 9.6 | 37.0923 | 22.2346 | 5.6106 | 19.6371 | 9.9744
Retail (other than mall) | 83 | 65 | Q | 13 | Q | 23.3 | 19 | 2.6477 | 10.1 | 7.3077 | 24.2087 | 19.741 | 2.751 | 10.4939 | 7.5927
Enclosed and strip malls | 238 | 120 | 32 | 76 | 9 | 44 | 22.9 | 7 | 22.3 | 9.2 | 45.716 | 23.7931 | 7.273 | 23.1697 | 9.5588
Office | 241 | 211 | 8 | 12 | 11 | 21.3 | 22.7 | 1.1 | 4.1 | 5.9 | 22.1307 | 23.5853 | 1.1429 | 4.2599 | 6.1301
Public assembly | 208 | 176 | 4 | 18 | 11 | 39.8 | 41.1 | 0.9 | 6.7 | 16.1 | 41.3522 | 42.7029 | 0.9351 | 6.9613 | 16.7279
Public order and safety | 45 | 31 | 9 | 3 | Q | 35.5 | 28.5 | 9.4 | 4.7 | 1.9332 | 36.8845 | 29.6115 | 9.7666 | 4.8833 | 2.0086
Religious worship | 91 | 71 | 3 | 16 | Q | 22.2 | 19.6 | 1.1 | 7.4 | 3.6229 | 23.0658 | 20.3644 | 1.1429 | 7.6886 | 3.7642
Service | 140 | 131 | Q | Q | Q | 41.9 | 41 | 14.3822 | 0 | 0 | 43.5341 | 42.599 | 14.9431 | 0 | 0
Warehouse and storage | 192 | 177 | 4 | Q | 10 | 18.6 | 19.1 | 0.9 | 0 | 5.9 | 19.3254 | 19.8449 | 0.9351 | 0 | 6.1301
Other | 47 | 39 | 1 | Q | Q | 29.2 | 31.9 | 1 | 0 | 7.8 | 30.3388 | 33.1441 | 1.039 | 0 | 8.1042
Vacant | 10 | 9 | Q | Q | Q | 19.2 | 20.1 | 0 | 0 | 0 | 19.9488 | 20.8839 | 0 | 0 | 0
Year constructed
Before 1920 | 79 | 61 | 4 | 10 | 3 | 31.9 | 28.1 | 3.1 | 13.3 | 6.7 | 33.1441 | 29.1959 | 3.2209 | 13.8187 | 6.9613
1920 to 1945 | 119 | 91 | 8 | 19 | 1 | 31 | 27.8 | 3.1 | 10.9 | Q | 32.209 | 28.8842 | 3.2209 | 11.3251 | #VALUE!
1946 to 1959 | 166 | 127 | 14 | 21 | 5 | 33.1 | 28.1 | 4.2 | 10.1 | 7.2 | 34.3909 | 29.1959 | 4.3638 | 10.4939 | 7.4808
1960 to 1969 | 278 | 198 | 29 | 37 | 13 | 35.6 | 29.8 | 5.3 | 11.3 | 11.4 | 36.9884 | 30.9622 | 5.5067 | 11.7407 | 11.8446
1970 to 1979 | 292 | 205 | 29 | 48 | 9 | 32.1 | 26.1 | 4.8 | 15.2 | 6.7 | 33.3519 | 27.1179 | 4.9872 | 15.7928 | 6.9613
1980 to 1989 | 301 | 180 | 41 | 67 | 12 | 34.3 | 24.8 | 6.7 | 17.9 | 12.1 | 35.6377 | 25.7672 | 6.9613 | 18.5981 | 12.5719
1990 to 1999 | 300 | 210 | 28 | 47 | 15 | 28.9 | 23.4 | 4 | 10.9 | 10.1 | 30.0271 | 24.3126 | 4.156 | 11.3251 | 10.4939
2000 to 2009 | 458 | 302 | 44 | 90 | 22 | 35.7 | 26.6 | 4.7 | 15.4 | 9.2 | 37.0923 | 27.6374 | 4.8833 | 16.0006 | 9.5588
2010 to 2018 | 223 | 146 | 23 | 40 | 14 | 29.8 | 24.4 | 4.5 | 14.2 | 8.4 | 30.9622 | 25.3516 | 4.6755 | 14.7538 | 8.7276
Census region and division
Northeast | 409 | 313 | 27 | 50 | 19 | 36.1 | 31.3 | 3.9 | 9.5 | 8.3 | 37.5079 | 32.5207 | 4.0521 | 9.8705 | 8.6237
New England | 75 | 54 | 6 | 12 | 2 | 40.5 | 32.7 | 5.8 | 15.1 | 6.4 | 42.0795 | 33.9753 | 6.0262 | 15.6889 | 6.6496
Middle Atlantic | 334 | 259 | 21 | 37 | 17 | 35.2 | 31 | 3.6 | 8.5 | 8.7 | 36.5728 | 32.209 | 3.7404 | 8.8315 | 9.0393
Midwest | 786 | 617 | 52 | 91 | 26 | 38.5 | 32.8 | 3.7 | 11.9 | 7.7 | 40.0015 | 34.0792 | 3.8443 | 12.3641 | 8.0003
East North Central | 580 | 449 | 41 | 72 | 18 | 40.1 | 33.5 | 4 | 13.5 | 6.1 | 41.6639 | 34.8065 | 4.156 | 14.0265 | 6.3379
West North Central | 206 | 168 | 11 | 19 | 8 | 34.8 | 30.9 | 2.8 | 8 | 17.7 | 36.1572 | 32.1051 | 2.9092 | 8.312 | 18.3903
South | 593 | 347 | 80 | 129 | 38 | 27.1 | 19.9 | 5.4 | 14 | 10.4 | 28.1569 | 20.6761 | 5.6106 | 14.546 | 10.8056
South Atlantic | 285 | 156 | 40 | 68 | 20 | 27.7 | 19.8 | 5.9 | 14.5 | 9.9 | 28.7803 | 20.5722 | 6.1301 | 15.0655 | 10.2861
East South Central | 122 | 84 | 10 | 20 | 8 | 29.5 | 22.9 | 3.8 | 15 | 13.7 | 30.6505 | 23.7931 | 3.9482 | 15.585 | 14.2343
West South Central | 187 | 107 | 30 | 40 | 10 | 25 | 18.1 | 5.5 | 12.7 | 9.5 | 25.975 | 18.8059 | 5.7145 | 13.1953 | 9.8705
West | 428 | 244 | 62 | 110 | 12 | 30.4 | 20.7 | 5.8 | 19.7 | 8.2 | 31.5856 | 21.5073 | 6.0262 | 20.4683 | 8.5198
Mountain | 223 | 139 | 26 | 54 | 4 | 37.5 | 26.6 | 5.7 | 21.2 | 6.4 | 38.9625 | 27.6374 | 5.9223 | 22.0268 | 6.6496
Pacific | 204 | 104 | 36 | 57 | 7 | 25.1 | 16 | 5.8 | 18.4 | 9.8 | 26.0789 | 16.624 | 6.0262 | 19.1176 | 10.1822
Climate zoneb
Cold or very cold | 200 | 168 | 10 | 17 | 5 | 40.2 | 36.2 | 3 | 9 | 7.4 | 41.7678 | 37.6118 | 3.117 | 9.351 | 7.6886
Cool | 791 | 600 | 54 | 110 | 27 | 38.6 | 31.8 | 3.8 | 13.5 | 7 | 40.1054 | 33.0402 | 3.9482 | 14.0265 | 7.273
Mixed mild | 630 | 450 | 65 | 87 | 29 | 33.6 | 29 | 5.1 | 11 | 9.5 | 34.9104 | 30.131 | 5.2989 | 11.429 | 9.8705
Warm | 461 | 261 | 67 | 109 | 24 | 26.1 | 17.5 | 5.6 | 16.6 | 9.3 | 27.1179 | 18.1825 | 5.8184 | 17.2474 | 9.6627
Hot or very hot | 133 | 41 | 25 | 56 | 11 | 22.9 | 10 | 5.7 | 17.9 | 14.9 | 23.7931 | 10.39 | 5.9223 | 18.5981 | 15.4811
Number of floors
1 | 975 | 676 | 77 | 193 | 29 | 35.6 | 26.9 | 4.3 | 20.7 | 7.7 | 36.9884 | 27.9491 | 4.4677 | 21.5073 | 8.0003
2 | 510 | 373 | 50 | 64 | 23 | 29.6 | 24.7 | 4 | 10.4 | 8.7 | 30.7544 | 25.6633 | 4.156 | 10.8056 | 9.0393
3 | 260 | 195 | 25 | 30 | 11 | 31.9 | 27.6 | 4.3 | 8 | 7.4 | 33.1441 | 28.6764 | 4.4677 | 8.312 | 7.6886
4 to 9 | 340 | 216 | 49 | 51 | 25 | 32.6 | 28.4 | 6.2 | 9.3 | 11.6 | 33.8714 | 29.5076 | 6.4418 | 9.6627 | 12.0524
10 or more | 131 | 61 | 21 | 43 | 7 | 28.8 | 19.5 | 7.7 | 13.8 | 9.1 | 29.9232 | 20.2605 | 8.0003 | 14.3382 | 9.4549
Number of workers (main shift)
Fewer than 5 | 285 | 229 | 22 | 26 | 8 | 29 | 26.8 | 3.8 | 11.2 | 14.5 | 30.131 | 27.8452 | 3.9482 | 11.6368 | 15.0655
5 to 9 | 215 | 151 | 23 | 30 | 11 | 31.2 | 26.3 | 5.3 | 22.8 | 13.1 | 32.4168 | 27.3257 | 5.5067 | 23.6892 | 13.6109
10 to 19 | 301 | 200 | 37 | 56 | 7 | 37.7 | 28.3 | 6.6 | 28.1 | 7.6 | 39.1703 | 29.4037 | 6.8574 | 29.1959 | 7.8964
20 to 49 | 422 | 279 | 40 | 85 | 17 | 33.5 | 25.1 | 4.7 | 18.5 | 7.6 | 34.8065 | 26.0789 | 4.8833 | 19.2215 | 7.8964
50 to 99 | 336 | 235 | 33 | 50 | 18 | 33.5 | 26.7 | 4.4 | 10.3 | 9.1 | 34.8065 | 27.7413 | 4.5716 | 10.7017 | 9.4549
100 to 249 | 354 | 241 | 31 | 66 | 16 | 32.5 | 25 | 3.7 | 10.4 | 7 | 33.7675 | 25.975 | 3.8443 | 10.8056 | 7.273
250 or more | 304 | 185 | 35 | 66 | 18 | 31.9 | 25.9 | 5.5 | 10.6 | 9.1 | 33.1441 | 26.9101 | 5.7145 | 11.0134 | 9.4549
Weekly operating hours
Fewer than 40 | 156 | 128 | 7 | 17 | 4 | 25.9 | 24.2 | 1.8 | 9.4 | 9.9 | 26.9101 | 25.1438 | 1.8702 | 9.7666 | 10.2861
40 to 48 | 315 | 257 | 20 | 26 | 12 | 25.5 | 23.4 | 2.5 | 6.9 | 6.7 | 26.4945 | 24.3126 | 2.5975 | 7.1691 | 6.9613
49 to 60 | 424 | 346 | 26 | 41 | 13 | 26.4 | 23.7 | 2.4 | 8.1 | 5 | 27.4296 | 24.6243 | 2.4936 | 8.4159 | 5.195
61 to 84 | 396 | 264 | 28 | 88 | 16 | 35.3 | 26.7 | 3.5 | 17.7 | 8.9 | 36.6767 | 27.7413 | 3.6365 | 18.3903 | 9.2471
85 to 167 | 326 | 206 | 22 | 82 | 17 | 44.2 | 32.4 | 4.4 | 23.8 | 11.4 | 45.9238 | 33.6636 | 4.5716 | 24.7282 | 11.8446
Open continuously | 598 | 320 | 119 | 126 | 34 | 40.7 | 29.1 | 10.8 | 14.4 | 11.8 | 42.2873 | 30.2349 | 11.2212 | 14.9616 | 12.2602
Ownership and occupancy
Nongovernment owned | 1719 | 1138 | 181 | 334 | 65 | 33.2 | 25.5 | 5.3 | 17.8 | 8.7 | 34.4948 | 26.4945 | 5.5067 | 18.4942 | 9.0393
Owner occupied | 1049 | 710 | 115 | 182 | 41 | 33.2 | 26.4 | 5.4 | 14.8 | 8.7 | 34.4948 | 27.4296 | 5.6106 | 15.3772 | 9.0393
Leased to tenant or tenants | 666 | 423 | 66 | 152 | 24 | 33.4 | 24.2 | 5.3 | 23.3 | 8.6 | 34.7026 | 25.1438 | 5.5067 | 24.2087 | 8.9354
Unoccupied | Q | Q | Q | Q | N | Q | Q | Q | Q | N | #VALUE! | #VALUE! | #VALUE! | #VALUE! | #VALUE!
Government owned | 497 | 382 | 40 | 45 | 30 | 31.1 | 28.4 | 3.1 | 5.1 | 9.1 | 32.3129 | 29.5076 | 3.2209 | 5.2989 | 9.4549
Federal | 37 | 27 | 2 | 5 | 3 | 28.2 | 25.1 | 1.5 | 8.8 | 20.6 | 29.2998 | 26.0789 | 1.5585 | 9.1432 | 21.4034
State | 155 | 110 | 15 | 17 | 13 | 31.4 | 28.9 | 3.9 | 6.6 | 12 | 32.6246 | 30.0271 | 4.0521 | 6.8574 | 12.468
Local | 305 | 245 | 24 | 23 | 13 | 31.4 | 28.6 | 3 | 4 | 6.6 | 32.6246 | 29.7154 | 3.117 | 4.156 | 6.8574
Party responsible for operation
of energy systems
Building owner | 1788 | 1256 | 177 | 273 | 83 | 32.3 | 26.6 | 4.6 | 11.7 | 9.2 | 33.5597 | 27.6374 | 4.7794 | 12.1563 | 9.5588
Business owner or tenant | 340 | 218 | 29 | 86 | 7 | 36.8 | 25.8 | 4.8 | 31.1 | 5.5 | 38.2352 | 26.8062 | 4.9872 | 32.3129 | 5.7145
Property management | 38 | 17 | 8 | 11 | 2 | 26.5 | 17 | 8.4 | 16.1 | 6.7 | 27.5335 | 17.663 | 8.7276 | 16.7279 | 6.9613
Other | 50 | 30 | 7 | 9 | 3 | 30.6 | 21.7 | 7.1 | 10.6 | 11.4 | 31.7934 | 22.5463 | 7.3769 | 11.0134 | 11.8446
Provider of direct input on energy-
related equipment purchases
Building owner | 1877 | 1316 | 184 | 291 | 86 | 32.4 | 26.5 | 4.6 | 12.1 | 9.2 | 33.6636 | 27.5335 | 4.7794 | 12.5719 | 9.5588
Business owner or tenant | 216 | 130 | 20 | 61 | 5 | 38.9 | 25.1 | 5.4 | 33.2 | 6 | 40.4171 | 26.0789 | 5.6106 | 34.4948 | 6.234
Property management | 23 | 10 | 5 | 6 | Q | 28.4 | 17.6 | 8.8 | 16.1 | Q | 29.5076 | 18.2864 | 9.1432 | 16.7279 | #VALUE!
Other | 100 | 64 | 13 | 21 | 3 | 29.9 | 23.8 | 5.1 | 14.8 | 5.6 | 31.0661 | 24.7282 | 5.2989 | 15.3772 | 5.8184
Number of establishments
1 | 1468 | 1026 | 153 | 228 | 61 | 33 | 27.2 | 4.9 | 13.2 | 8.4 | 34.287 | 28.2608 | 5.0911 | 13.7148 | 8.7276
2 to 5 | 404 | 279 | 36 | 68 | 21 | 33 | 25.6 | 4.5 | 14.6 | 11.7 | 34.287 | 26.5984 | 4.6755 | 15.1694 | 12.1563
6 to 10 | 149 | 100 | 14 | 31 | 4 | 33.4 | 24.6 | 4.4 | 16.2 | 8 | 34.7026 | 25.5594 | 4.5716 | 16.8318 | 8.312
11 to 20 | 112 | 67 | 11 | 28 | 6 | 36 | 24.3 | 5.3 | 19.5 | 10.5 | 37.404 | 25.2477 | 5.5067 | 20.2605 | 10.9095
More than 20 | 76 | 41 | 7 | 24 | 3 | 24.8 | 18.2 | 3.5 | 10.2 | 4.7 | 25.7672 | 18.9098 | 3.6365 | 10.5978 | 4.8833
Currently unoccupied | 6 | 6 | Q | Q | Q | 21 | 23.7 | Q | Q | Q | 21.819 | 24.6243 | #VALUE! | #VALUE! | #VALUE!
Predominant exterior wall material
Brick, stone, or stucco | 1244 | 820 | 136 | 239 | 50 | 35.6 | 27.3 | 5.2 | 14.4 | 9.2 | 36.9884 | 28.3647 | 5.4028 | 14.9616 | 9.5588
Concrete (block or poured) | 462 | 318 | 43 | 81 | 21 | 32.5 | 25.9 | 4.5 | 13.2 | 8.2 | 33.7675 | 26.9101 | 4.6755 | 13.7148 | 8.5198
Concrete panels | 167 | 130 | 13 | 17 | 7 | 25.7 | 23.3 | 3 | 9.9 | 6.1 | 26.7023 | 24.2087 | 3.117 | 10.2861 | 6.3379
Siding or shingles | 101 | 61 | 17 | 15 | 8 | 37.2 | 26.6 | 9.2 | 18.2 | 14.5 | 38.6508 | 27.6374 | 9.5588 | 18.9098 | 15.0655
Metal panels | 164 | 145 | 6 | 9 | 4 | 26.7 | 26.1 | 2 | 9.1 | 6.3 | 27.7413 | 27.1179 | 2.078 | 9.4549 | 6.5457
Window glass | 40 | 23 | 3 | 10 | 4 | 23.8 | 20.9 | 3 | 10.3 | 17.1 | 24.7282 | 21.7151 | 3.117 | 10.7017 | 17.7669
Other | 38 | 24 | 3 | 10 | Q | 25.1 | 19.7 | 3.6 | 18.3 | 5.2 | 26.0789 | 20.4683 | 3.7404 | 19.0137 | 5.4028
Predominant roof material
Metal surfacing | 303 | 240 | 17 | 37 | 9 | 29 | 26.4 | 2.8 | 16 | 8.4 | 30.131 | 27.4296 | 2.9092 | 16.624 | 8.7276
Synthetic or rubber | 882 | 617 | 75 | 156 | 35 | 34.7 | 27.5 | 4.3 | 13.1 | 8 | 36.0533 | 28.5725 | 4.4677 | 13.6109 | 8.312
Built-up | 493 | 328 | 56 | 89 | 20 | 32 | 25.4 | 4.9 | 12.8 | 7.1 | 33.248 | 26.3906 | 5.0911 | 13.2992 | 7.3769
Slate or tile shingles | 94 | 47 | 13 | 26 | Q | 35.8 | 23.7 | 6.8 | 21.3 | 16.8 | 37.1962 | 24.6243 | 7.0652 | 22.1307 | 17.4552
Wooden materials (including | 34 | 18 | 6 | 9 | Q | 40.2 | 25.6 | 7.8 | 33.2 | Q | 41.7678 | 26.5984 | 8.1042 | 34.4948 | #VALUE!
shingles)
Asphalt, fiberglass, or | 318 | 216 | 44 | 45 | 13 | 33.4 | 25.7 | 6.3 | 12.9 | 9.6 | 34.7026 | 26.7023 | 6.5457 | 13.4031 | 9.9744
other shingles
Concrete | 34 | 16 | 5 | 7 | 7 | 27.8 | 22.7 | 6 | 11.2 | 13.9 | 28.8842 | 23.5853 | 6.234 | 11.6368 | 14.4421
Other | 57 | 37 | 5 | 10 | 4 | 26.3 | 21.2 | 3.6 | 11.6 | 14.3 | 27.3257 | 22.0268 | 3.7404 | 12.0524 | 14.8577
Roof tilt
Flat | 1414 | 940 | 144 | 264 | 66 | 34.3 | 26.9 | 4.9 | 13.7 | 8.5 | 35.6377 | 27.9491 | 5.0911 | 14.2343 | 8.8315
Shallow pitch | 527 | 386 | 49 | 71 | 21 | 29.6 | 24.6 | 4.2 | 14.8 | 9.4 | 30.7544 | 25.5594 | 4.3638 | 15.3772 | 9.7666
Steeper pitch | 275 | 193 | 29 | 44 | 9 | 31.7 | 26.2 | 4.9 | 12.4 | 9.6 | 32.9363 | 27.2218 | 5.0911 | 12.8836 | 9.9744
Cool roof characteristics (more than one may apply)
White or reflective coating or paint | 798 | 536 | 76 | 156 | 30 | 32.7 | 25.4 | 4.4 | 15.3 | 7.6 | 33.9753 | 26.3906 | 4.5716 | 15.8967 | 7.8964
White or reflective tiles or shingles | 60 | 39 | 6 | 11 | 4 | 30.2 | 24.2 | 4.4 | 9.8 | 11.4 | 31.3778 | 25.1438 | 4.5716 | 10.1822 | 11.8446
Aluminum coating | 103 | 63 | 9 | 26 | 5 | 31.2 | 23.9 | 4.2 | 19.7 | 9.6 | 32.4168 | 24.8321 | 4.3638 | 20.4683 | 9.9744
Ballasted roof system | 195 | 127 | 20 | 39 | 10 | 36.8 | 28.1 | 5.4 | 13.7 | 9.9 | 38.2352 | 29.1959 | 5.6106 | 14.2343 | 10.2861
Other cool roof property | 31 | 17 | 4 | 7 | Q | 22.4 | 16.4 | 4.6 | 8.8 | Q | 23.2736 | 17.0396 | 4.7794 | 9.1432 | #VALUE!
Renovations since 2000
(more than one may apply)
Any type of renovation | 1160 | 799 | 113 | 201 | 47 | 34.4 | 27.8 | 4.8 | 12.5 | 8.4 | 35.7416 | 28.8842 | 4.9872 | 12.9875 | 8.7276
Addition or annex | 351 | 244 | 34 | 61 | 13 | 40.8 | 33 | 5.4 | 10.8 | 8.4 | 42.3912 | 34.287 | 5.6106 | 11.2212 | 8.7276
Reduction in floorspace | 44 | 31 | 3 | 8 | 2 | 33.5 | 29.1 | 3.6 | 10.7 | 4.4 | 34.8065 | 30.2349 | 3.7404 | 11.1173 | 4.5716
Roof replacement | 552 | 368 | 56 | 105 | 23 | 35.9 | 28.3 | 5.2 | 13.5 | 8.3 | 37.3001 | 29.4037 | 5.4028 | 14.0265 | 8.6237
Interior wall reconfiguration | 529 | 375 | 42 | 89 | 22 | 33.1 | 27.5 | 4 | 12.2 | 8.6 | 34.3909 | 28.5725 | 4.156 | 12.6758 | 8.9354
Window replacement | 305 | 206 | 29 | 58 | 12 | 35.7 | 28.2 | 4.7 | 13 | 6.3 | 37.0923 | 29.2998 | 4.8833 | 13.507 | 6.5457
HVAC equipment upgrade | 726 | 493 | 75 | 124 | 34 | 34.1 | 27.6 | 5 | 11.9 | 8.5 | 35.4299 | 28.6764 | 5.195 | 12.3641 | 8.8315
Lighting upgrade | 771 | 522 | 76 | 138 | 35 | 33.8 | 27.2 | 4.8 | 12.2 | 8.4 | 35.1182 | 28.2608 | 4.9872 | 12.6758 | 8.7276
Electrical upgrade | 455 | 294 | 42 | 96 | 23 | 36.6 | 28.2 | 4.9 | 14.5 | 8.7 | 38.0274 | 29.2998 | 5.0911 | 15.0655 | 9.0393
Plumbing system upgrade | 427 | 283 | 44 | 82 | 17 | 36 | 28.7 | 5.2 | 12.5 | 7.7 | 37.404 | 29.8193 | 5.4028 | 12.9875 | 8.0003
Insulation upgrade | 230 | 152 | 23 | 44 | 11 | 37.4 | 28.5 | 5.4 | 13.4 | 8.6 | 38.8586 | 29.6115 | 5.6106 | 13.9226 | 8.9354
Fire, safety, or security upgrade | 562 | 372 | 59 | 104 | 28 | 36 | 28.4 | 5.2 | 12.2 | 8.8 | 37.404 | 29.5076 | 5.4028 | 12.6758 | 9.1432
Structural upgrade | 139 | 87 | 17 | 29 | 6 | 41.1 | 29.4 | 7.3 | 15 | 7.3 | 42.7029 | 30.5466 | 7.5847 | 15.585 | 7.5847
Other | 31 | 22 | 1 | 8 | Q | 31.7 | 23.1 | 1.7 | 11.8 | Q | 32.9363 | 24.0009 | 1.7663 | 12.2602 | #VALUE!
No renovations | 898 | 613 | 93 | 152 | 39 | 31.3 | 24.6 | 4.7 | 15.2 | 9.5 | 32.5207 | 25.5594 | 4.8833 | 15.7928 | 9.8705
Buildings constructed 2013 or later | 158 | 107 | 15 | 27 | 9 | 29.7 | 24.9 | 4.1 | 15.7 | 8.2 | 30.8583 | 25.8711 | 4.2599 | 16.3123 | 8.5198
Energy sources
(more than one may apply)
Electricity | 2216 | 1520 | 221 | 380 | 95 | 32.7 | 26.2 | 4.7 | 13.7 | 8.8 | 33.9753 | 27.2218 | 4.8833 | 14.2343 | 9.1432
Natural gas | 2216 | 1520 | 221 | 380 | 95 | 32.7 | 26.2 | 4.7 | 13.7 | 8.8 | 33.9753 | 27.2218 | 4.8833 | 14.2343 | 9.1432
Fuel oil | 522 | 342 | 64 | 97 | 19 | 34.9 | 29.1 | 6 | 11.1 | 10.8 | 36.2611 | 30.2349 | 6.234 | 11.5329 | 11.2212
District heat | 88 | 16 | 16 | 30 | 27 | 20.3 | 10.6 | 8.1 | 13.2 | 15.5 | 21.0917 | 11.0134 | 8.4159 | 13.7148 | 16.1045
District chilled water | 62 | 21 | 10 | 19 | 11 | 21.1 | 17.7 | 6.1 | 14.2 | 14 | 21.9229 | 18.3903 | 6.3379 | 14.7538 | 14.546
Propane | 149 | 88 | 19 | 37 | 5 | 32.7 | 22.5 | 6.3 | 20.4 | 9.2 | 33.9753 | 23.3775 | 6.5457 | 21.1956 | 9.5588
Solar | 93 | 55 | 9 | 25 | 4 | 28 | 19.6 | 3.7 | 11.5 | 8.8 | 29.092 | 20.3644 | 3.8443 | 11.9485 | 9.1432
Wood, coal, and other | 54 | 31 | 3 | 17 | Q | 42.4 | 27.4 | 4.3 | 24.3 | Q | 44.0536 | 28.4686 | 4.4677 | 25.2477 | #VALUE!
Space-heating energy sources
Natural gas | 2010 | 1520 | 160 | 286 | 44 | 34.6 | 26.2 | 3.9 | 12.3 | 5.4 | 35.9494 | 27.2218 | 4.0521 | 12.7797 | 5.6106
Natural gas main | 1833 | 1471 | 115 | 223 | 24 | 36.6 | 29.4 | 3.2 | 11.3 | 3.6 | 38.0274 | 30.5466 | 3.3248 | 11.7407 | 3.7404
Natural gas secondary | 177 | 49 | 45 | 63 | 20 | 22.1 | 6.2 | 8.7 | 18.5 | 14.6 | 22.9619 | 6.4418 | 9.0393 | 19.2215 | 15.1694
Other excluding natural gas | 193 | N | 57 | 86 | 50 | 21.3 | N | 11.6 | 19.7 | 19.3 | 22.1307 | #VALUE! | 12.0524 | 20.4683 | 20.0527
Buildings without heating | 13 | N | 4 | 8 | Q | 21.8 | N | 7.8 | 46.8 | Q | 22.6502 | #VALUE! | 8.1042 | 48.6252 | #VALUE!
Primary space-heating
energy source
Electricity | 295 | 43 | 87 | 122 | 44 | 22.9 | 6.3 | 10.7 | 21.8 | 17.9 | 23.7931 | 6.5457 | 11.1173 | 22.6502 | 18.5981
Natural gas | 1833 | 1471 | 115 | 223 | 24 | 36.6 | 29.4 | 3.2 | 11.3 | 3.6 | 38.0274 | 30.5466 | 3.3248 | 11.7407 | 3.7404
Fuel oil | Q | Q | Q | 1 | Q | 13.2 | Q | Q | 5.8 | Q | 13.7148 | #VALUE! | #VALUE! | 6.0262 | #VALUE!
District heat | 68 | 4 | 14 | 25 | 25 | 18 | 4 | 8.2 | 12.6 | 17.1 | 18.702 | 4.156 | 8.5198 | 13.0914 | 17.7669
Propane | Q | Q | Q | Q | N | Q | Q | Q | Q | N | #VALUE! | #VALUE! | #VALUE! | #VALUE! | #VALUE!
Other sourcesc | Q | Q | Q | N | Q | Q | Q | Q | N | Q | #VALUE! | #VALUE! | #VALUE! | #VALUE! | #VALUE!
Cooling energy sources
Natural gas | 22 | 12 | 2 | 3 | 5 | 54.2 | 30.9 | 6 | 8.9 | 11.8 | 56.3138 | 32.1051 | 6.234 | 9.2471 | 12.2602
Other excluding natural gas | 2120 | 1438 | 218 | 374 | 90 | 32.7 | 26 | 4.8 | 13.8 | 8.7 | 33.9753 | 27.014 | 4.9872 | 14.3382 | 9.0393
Buildings without cooling | 74 | 70 | 1 | Q | Q | 29.5 | 29.5 | 1.1 | Q | Q | 30.6505 | 30.6505 | 1.1429 | #VALUE! | #VALUE!
Water-heating energy sources
Natural gas | 1708 | 1132 | 221 | 301 | 54 | 36.6 | 27.5 | 4.7 | 13.4 | 7.4 | 38.0274 | 28.5725 | 4.8833 | 13.9226 | 7.6886
Other excluding natural gas | 477 | 362 | N | 78 | 37 | 24.4 | 23.3 | N | 15 | 11.5 | 25.3516 | 24.2087 | #VALUE! | 15.585 | 11.9485
Buildings without water heating | 31 | 26 | N | Q | Q | 20.3 | 20.2 | N | Q | Q | 21.0917 | 20.9878 | #VALUE! | #VALUE! | #VALUE!
Cooking energy sources
Natural gas | 1189 | 643 | 125 | 380 | 41 | 42.9 | 27.8 | 5.6 | 13.7 | 8.9 | 44.5731 | 28.8842 | 5.8184 | 14.2343 | 9.2471
Other excluding natural gas | 241 | 189 | 39 | N | 12 | 28.4 | 25.8 | 6.9 | N | 7.2 | 29.5076 | 26.8062 | 7.1691 | #VALUE! | 7.4808
Buildings without cooking | 787 | 688 | 57 | N | 42 | 24.9 | 25 | 3.1 | N | 9.3 | 25.8711 | 25.975 | 3.2209 | #VALUE! | 9.6627
Energy end uses
(more than one may apply)
Buildings with space heating | 2203 | 1520 | 217 | 372 | 94 | 32.8 | 26.2 | 4.7 | 13.5 | 8.8 | 34.0792 | 27.2218 | 4.8833 | 14.0265 | 9.1432
Buildings with cooling | 2142 | 1450 | 220 | 377 | 95 | 32.8 | 26 | 4.9 | 13.8 | 8.8 | 34.0792 | 27.014 | 5.0911 | 14.3382 | 9.1432
Buildings with water heating | 2185 | 1494 | 221 | 379 | 91 | 33 | 26.3 | 4.7 | 13.7 | 8.6 | 34.287 | 27.3257 | 4.8833 | 14.2343 | 8.9354
Buildings with cooking | 1430 | 832 | 164 | 380 | 54 | 39.5 | 27.3 | 5.8 | 13.7 | 8.5 | 41.0405 | 28.3647 | 6.0262 | 14.2343 | 8.8315
Buildings with manufacturing | 167 | 132 | 6 | 18 | 12 | 31.8 | 27.2 | 1.9 | 16.1 | 7.3 | 33.0402 | 28.2608 | 1.9741 | 16.7279 | 7.5847
Buildings with electricity | 862 | 538 | 95 | 149 | 81 | 36 | 27.8 | 5.4 | 11.1 | 8.6 | 37.404 | 28.8842 | 5.6106 | 11.5329 | 8.9354
generation
Buildings with lighting | 2210 | 1517 | 221 | 380 | 93 | 32.7 | 26.2 | 4.7 | 13.7 | 8.6 | 33.9753 | 27.2218 | 4.8833 | 14.2343 | 8.9354
Percentage of floorspace heated
Not heated | 13 | 0 | 4 | 8 | Q | 21.8 | 0 | 7.8 | 46.8 | Q | 22.6502 | 0 | 8.1042 | 48.6252 | #VALUE!
1% to 50% | 110 | 70 | 12 | 22 | 5 | 17.5 | 12.6 | 3.4 | 16.1 | 5.4 | 18.1825 | 13.0914 | 3.5326 | 16.7279 | 5.6106
51% to 99% | 517 | 307 | 60 | 122 | 29 | 31.4 | 22.5 | 5.4 | 16 | 9.9 | 32.6246 | 23.3775 | 5.6106 | 16.624 | 10.2861
1 | 1576 | 1143 | 145 | 227 | 61 | 35.5 | 29.5 | 4.6 | 12.3 | 8.7 | 36.8845 | 30.6505 | 4.7794 | 12.7797 | 9.0393
Percentage of floorspace cooled
Not cooled | 74 | 70 | 1 | Q | Q | 29.5 | 29.5 | 1.1 | Q | Q | 30.6505 | 30.6505 | 1.1429 | #VALUE! | #VALUE!
1% to 50% | 344 | 292 | 18 | 22 | 12 | 25.7 | 24.3 | 2.3 | 8.8 | 6.7 | 26.7023 | 25.2477 | 2.3897 | 9.1432 | 6.9613
51% to 99% | 708 | 459 | 75 | 136 | 38 | 33.4 | 25.8 | 5.1 | 12.6 | 9.3 | 34.7026 | 26.8062 | 5.2989 | 13.0914 | 9.6627
1 | 1090 | 700 | 127 | 219 | 44 | 35.6 | 27 | 5.6 | 15.5 | 9.2 | 36.9884 | 28.053 | 5.8184 | 16.1045 | 9.5588
Heating equipment
(more than one may apply)
Packaged heating units | 1304 | 843 | 139 | 272 | 50 | 33.6 | 24.3 | 5.1 | 16.6 | 8 | 34.9104 | 25.2477 | 5.2989 | 17.2474 | 8.312
Furnaces | 502 | 358 | 44 | 83 | 16 | 36.2 | 26.9 | 4.8 | 19.2 | 9.2 | 37.6118 | 27.9491 | 4.9872 | 19.9488 | 9.5588
Individual space heaters | 564 | 370 | 68 | 104 | 22 | 34.6 | 25.7 | 6 | 16.2 | 8.4 | 35.9494 | 26.7023 | 6.234 | 16.8318 | 8.7276
Boilers | 1013 | 746 | 94 | 141 | 32 | 39.5 | 30.4 | 4.5 | 9.7 | 6.6 | 41.0405 | 31.5856 | 4.6755 | 10.0783 | 6.8574
Heat pumps | 360 | 189 | 58 | 95 | 18 | 32.7 | 19.8 | 6.9 | 16 | 7.5 | 33.9753 | 20.5722 | 7.1691 | 16.624 | 7.7925
District heat | 81 | 11 | 15 | 29 | 26 | 19.3 | 8.1 | 7.8 | 13.1 | 16.3 | 20.0527 | 8.4159 | 8.1042 | 13.6109 | 16.9357
Duct reheat | 164 | 85 | 21 | 47 | 11 | 32 | 21.7 | 5.7 | 13.7 | 8.8 | 33.248 | 22.5463 | 5.9223 | 14.2343 | 9.1432
Other | 35 | 15 | 4 | 16 | Q | 54.7 | 24.2 | 6.2 | 27.9 | Q | 56.8333 | 25.1438 | 6.4418 | 28.9881 | #VALUE!
Cooling equipment
(more than one may apply)
Packaged air-conditioning units | 1510 | 1016 | 149 | 288 | 57 | 34.1 | 25.9 | 4.8 | 15.2 | 8.2 | 35.4299 | 26.9101 | 4.9872 | 15.7928 | 8.5198
Residential-type central air | 504 | 361 | 48 | 77 | 18 | 35.8 | 28.6 | 4.7 | 13.7 | 8.1 | 37.1962 | 29.7154 | 4.8833 | 14.2343 | 8.4159
conditioners
Individual air conditioners | 387 | 234 | 64 | 71 | 18 | 37.3 | 28 | 8.1 | 14.1 | 10.3 | 38.7547 | 29.092 | 8.4159 | 14.6499 | 10.7017
Central chillers | 536 | 367 | 53 | 88 | 27 | 36 | 28.7 | 4.6 | 9 | 8.2 | 37.404 | 29.8193 | 4.7794 | 9.351 | 8.5198
Heat pumps | 251 | 141 | 38 | 59 | 13 | 31.7 | 21.7 | 6.5 | 14.1 | 8.5 | 32.9363 | 22.5463 | 6.7535 | 14.6499 | 8.8315
District chilled water | 62 | 21 | 10 | 19 | 11 | 21.1 | 17.7 | 6.1 | 14.2 | 14 | 21.9229 | 18.3903 | 6.3379 | 14.7538 | 14.546
Swamp coolers | 64 | 35 | 8 | 20 | 1 | 39.9 | 24.7 | 6.2 | 21.1 | 5.3 | 41.4561 | 25.6633 | 6.4418 | 21.9229 | 5.5067
Other | Q | Q | Q | Q | Q | Q | Q | Q | Q | Q | #VALUE! | #VALUE! | #VALUE! | #VALUE! | #VALUE!
HVAC features
(more than one may apply)
Economizer cycle | 989 | 672 | 100 | 168 | 49 | 35.5 | 28.2 | 4.7 | 10.9 | 7.8 | 36.8845 | 29.2998 | 4.8833 | 11.3251 | 8.1042
Variable air volume (VAV) system | 758 | 517 | 73 | 131 | 37 | 32.9 | 27.5 | 4.4 | 10.9 | 8 | 34.1831 | 28.5725 | 4.5716 | 11.3251 | 8.312
Dedicated outside air system (DOAS) | 277 | 169 | 33 | 61 | 14 | 38 | 27.8 | 5.8 | 13.9 | 9.4 | 39.482 | 28.8842 | 6.0262 | 14.4421 | 9.7666
Demand controlled ventilation (DCV) | 282 | 207 | 21 | 43 | 12 | 33.2 | 27.5 | 3.5 | 9.2 | 8.4 | 34.4948 | 28.5725 | 3.6365 | 9.5588 | 8.7276
Regular HVAC maintenance | 1964 | 1329 | 204 | 341 | 90 | 33.3 | 26.5 | 4.9 | 13.3 | 8.9 | 34.5987 | 27.5335 | 5.0911 | 13.8187 | 9.2471
Building automation system (BAS) controls heating or cooling | 1082 | 719 | 110 | 198 | 55 | 33.7 | 26.6 | 4.6 | 10.9 | 9 | 35.0143 | 27.6374 | 4.7794 | 11.3251 | 9.351
Internet-connected or smart | 118 | 76 | 13 | 21 | 7 | 26.4 | 20.4 | 4.3 | 15.8 | 6.6 | 27.4296 | 21.1956 | 4.4677 | 16.4162 | 6.8574
thermostat
Programmable thermostat | 502 | 368 | 42 | 79 | 13 | 33.4 | 27.3 | 4.5 | 21.2 | 7.6 | 34.7026 | 28.3647 | 4.6755 | 22.0268 | 7.8964
Main equipment replaced since
2000 (more than one may apply)
Heating | 825 | 600 | 82 | 122 | 21 | 33.2 | 26.7 | 4.8 | 12.6 | 6.2 | 34.4948 | 27.7413 | 4.9872 | 13.0914 | 6.4418
Cooling | 599 | 432 | 67 | 81 | 18 | 35.6 | 29.8 | 5.6 | 10.5 | 7.3 | 36.9884 | 30.9622 | 5.8184 | 10.9095 | 7.5847
Water-heating equipment
Centralized system | 1501 | 1044 | 158 | 241 | 58 | 33.8 | 27.5 | 4.9 | 14 | 8.8 | 35.1182 | 28.5725 | 5.0911 | 14.546 | 9.1432
Distributed system | 323 | 205 | 32 | 71 | 15 | 31.8 | 23 | 5.4 | 21.4 | 8.5 | 33.0402 | 23.897 | 5.6106 | 22.2346 | 8.8315
Combination of centralized and | 361 | 245 | 31 | 67 | 18 | 31 | 24.8 | 3.7 | 9.4 | 8.2 | 32.209 | 25.7672 | 3.8443 | 9.7666 | 8.5198
distributed systems
Generation technologies
(more than one may apply)
Reciprocating engine generators | 750 | 471 | 82 | 123 | 73 | 36.6 | 28.9 | 5.5 | 10.8 | 8.5 | 38.0274 | 30.0271 | 5.7145 | 11.2212 | 8.8315
Solar panels | 92 | 55 | 9 | 24 | 4 | 27.9 | 19.6 | 3.8 | 11.1 | 8.8 | 28.9881 | 20.3644 | 3.9482 | 11.5329 | 9.1432
Other generation technology | 64 | 39 | 7 | 10 | 9 | 40 | 30.3 | 5.9 | 11.8 | 9.6 | 41.56 | 31.4817 | 6.1301 | 12.2602 | 9.9744
Food preparation or serving areas
in non-food service buildings
(more than one may apply)
Snack bar, concession stand, or coffee shop | 361 | 212 | 39 | 94 | 16 | 39.3 | 28 | 5.5 | 12.2 | 9.3 | 40.8327 | 29.092 | 5.7145 | 12.6758 | 9.6627
Fast food or small restaurant | 354 | 194 | 37 | 111 | 13 | 40.6 | 26 | 5.3 | 14.5 | 8 | 42.1834 | 27.014 | 5.5067 | 15.0655 | 8.312
Cafeteria or large restaurant | 464 | 295 | 54 | 95 | 20 | 37.1 | 28.5 | 5.4 | 8.4 | 7.8 | 38.5469 | 29.6115 | 5.6106 | 8.7276 | 8.1042
Commercial kitchen or | 641 | 369 | 81 | 161 | 29 | 40 | 27.1 | 6.5 | 11.4 | 9.8 | 41.56 | 28.1569 | 6.7535 | 11.8446 | 10.1822
food preparation area
Small kitchen area | 553 | 360 | 65 | 106 | 23 | 33.5 | 26 | 5.4 | 10.1 | 8.2 | 34.8065 | 27.014 | 5.6106 | 10.4939 | 8.5198
Annual consumption
(hundred cubic feet)
1,000 or less | 48 | 38 | 5 | 2 | 2 | 7.9 | 8.9 | 1.6 | 4 | 3 | 8.2081 | 9.2471 | 1.6624 | 4.156 | 3.117
1,001 to 5,000 | 288 | 227 | 20 | 35 | 7 | 22.7 | 20.3 | 2.6 | 12.9 | 6.1 | 23.5853 | 21.0917 | 2.7014 | 13.4031 | 6.3379
5,001 to 10,000 | 294 | 204 | 27 | 49 | 14 | 28.9 | 23.1 | 4.1 | 16.6 | 10.1 | 30.0271 | 24.0009 | 4.2599 | 17.2474 | 10.4939
10,001 to 25,000 | 457 | 293 | 62 | 85 | 18 | 32.8 | 25.7 | 6.3 | 15.7 | 8.2 | 34.0792 | 26.7023 | 6.5457 | 16.3123 | 8.5198
25,001 to 50,000 | 354 | 247 | 34 | 60 | 13 | 37.2 | 29.8 | 5 | 11.6 | 7.9 | 38.6508 | 30.9622 | 5.195 | 12.0524 | 8.2081
50,001 to 100,000 | 297 | 200 | 24 | 58 | 16 | 43.5 | 31.4 | 4.5 | 12.2 | 9.5 | 45.1965 | 32.6246 | 4.6755 | 12.6758 | 9.8705
Over 100,000 | 478 | 311 | 49 | 92 | 25 | 55.5 | 40.3 | 6.9 | 14.7 | 12.1 | 57.6645 | 41.8717 | 7.1691 | 15.2733 | 12.5719
Data source: U.S. Energy Information Administration, Forms EIA-871A and C of the 2018 Commercial Buildings Energy Consumption Survey
Notes: Because of rounding, data may not sum to totals. The Guide to the 2018 CBECS Tables and CBECS Terminology contain definitions of terms used in these tables and comparisons between previous CBECS tables. You can access both references from http://www.eia.gov/consumption/commercial/data/2018/.
Estimates for types of equipment represent consumption in buildings that have the equipment, not the consumption by the specific piece of equipment.
HVAC = Heating, ventilation, and air conditioning.
a The natural gas intensity calculation is conditional on the presence of the end use, and therefore the intensities for each end use will not sum to the total natural gas intensity. In this table, each column is calculated as natural gas consumption for the end use divided by the floorspace in buildings that use natural gas for the particular end use.
bClimate zones are based on ASHRAE Standard 169-2021; see https://www.eia.gov/consumption/commercial/maps.php#defined.
cOther sources includes wood, coal, solar, and all other energy sources.
Q = Data withheld either because the relative standard error was greater than 50% or the reporting sample had fewer than 20 buildings.
N = No buildings in reporting sample.
Note on D214: Josh Baker: Default value "N" Is replaced with the number 0
Note on I214: Josh Baker: Default value "N" Is replaced with the number 0
Note on N214: Josh Baker: Default value "N" Is replaced with the number 0

## ETDF
Ph V TRM Appendix F: Building Operator Certification Audit and Design Tool
Energy-to-Demand Factor (ETDF) Summary
[8 empty] | The NREL end use category "internal_equipment" is subdivided into four CBECS categories: Cooking, Office equipment, Computing, and Other for both winter and summer peak. | [9 empty] | This table combines raw NREL ETDF values with subdivided interior equipment values. | [31 empty] | NREL ETDF values are correlated and normalized to CBECS building types using the CBECS Index column. In some instances (where an index number appears once) ETDF values are strictly looked up from the NREL table. NREL ETDF values are proportioned across multiple building types where an index value occurs more than once.
[8 empty] | Winter |  |  |  |  | Summer |  |  |  |  | Winter | [10 empty] | Summer | [10 empty] | CBECS EUI by Building Type | [10 empty] | Winter | [9 empty] | Summer
Building Type | CBECS Building Type | NREL Building Type | Cooking | Office equipment | Computing | Other | Internal Equipment | NREL Interior Equipment Winter ETDF | Cooking | Office equipment | Computing | Other | NREL Interior Equipment Summer ETDF | Cooking | Office equipment | Computing | Other | Space heating | Space cooling | Ventilation | Water heating | Lighting | Cooking | Refrigeration | Office equipment | Plug Loads | Computing | Other | Space heating | Space cooling | Ventilation | Water heating | Lighting | Cooking | Refrigeration | Office equipment | Plug Loads | Computing | Other | Space heating | Space cooling | Ventilation | Water heating | Lighting | Cooking | Refrigeration | Office equipment | Computing | Other | CBECS Index | Space heating | Space cooling | Ventilation | Water heating | Lighting | Cooking | Refrigeration | Office equipment | Computing | Other | Space heating | Space cooling | Ventilation | Water heating | Lighting | Cooking | Refrigeration | Office equipment | Computing | Other
Education, Primary School | Education | PrimarySchool | 0.3 | 0.1 | 0.7 | 2.2 | 3.3 | 0.0001457 | 1.3245e-05 | 4.4152e-06 | 3.0906e-05 | 9.7133e-05 | 0.0001367 | 1.2427e-05 | 4.1424e-06 | 2.8997e-05 | 9.1133e-05 | 0.0003855 | 9.9e-06 | 0.0001948 | 0.0002064 | 0.0001709 | 1.3245e-05 | 0.0001111 | 4.1424e-06 | 4.1424e-06 | 2.8997e-05 | 9.1133e-05 | 1.14e-05 | 0.0005402 | 0.0001957 | 0.000181 | 0.0001369 | 1.2427e-05 | 0.0001353 | 1.2427e-05 | 4.1424e-06 | 2.8997e-05 | 9.1133e-05 | 1.3 | 2.1 | 1.4 | 0.7 | 1.6 | 0.3 | 0.5 | 0.1 | 0.7 | 2.2 | 1 | 0.0003855 | 9.9e-06 | 0.0001948 | 0.0002064 | 0.0001709 | 1.3245e-05 | 0.0001111 | 4.1424e-06 | 4.1424e-06 | 2.8997e-05 | 1.14e-05 | 0.0005402 | 0.0001957 | 0.000181 | 0.0001369 | 1.2427e-05 | 0.0001353 | 1.2427e-05 | 4.1424e-06 | 2.8997e-05
Education, Secondary School | Education | SecondarySchool | 0.3 | 0.1 | 0.7 | 2.2 | 3.3 | 0.000151 | 1.3727e-05 | 4.5758e-06 | 3.203e-05 | 0.00010067 | 9.5e-05 | 8.6364e-06 | 2.8788e-06 | 2.0152e-05 | 6.3333e-05 | 0.0003992 | 7.6e-06 | 0.0001443 | 0.0002103 | 0.0001649 | 1.3727e-05 | 0.0001209 | 2.8788e-06 | 2.8788e-06 | 2.0152e-05 | 6.3333e-05 | 3e-07 | 0.0005511 | 0.000163 | 7.89e-05 | 0.0001029 | 8.6364e-06 | 0.0001567 | 8.6364e-06 | 2.8788e-06 | 2.0152e-05 | 6.3333e-05 | 1.3 | 2.1 | 1.4 | 0.7 | 1.6 | 0.3 | 0.5 | 0.1 | 0.7 | 2.2 | 2 | 0.0003992 | 7.6e-06 | 0.0001443 | 0.0002103 | 0.0001649 | 1.3727e-05 | 0.0001209 | 2.8788e-06 | 2.8788e-06 | 2.0152e-05 | 3e-07 | 0.0005511 | 0.000163 | 7.89e-05 | 0.0001029 | 8.6364e-06 | 0.0001567 | 8.6364e-06 | 2.8788e-06 | 2.0152e-05
Food Service, Restaurant | Food service | FullServiceRestaurant | 12.4 | 0.3 | 0.3 | 5.8 | 18.8 | 0.0001179 | 7.7764e-05 | 1.8814e-06 | 1.8814e-06 | 3.6373e-05 | 0.000187 | 0.00012334 | 2.984e-06 | 2.984e-06 | 5.7691e-05 | 0.0003026 | 2.35e-05 | 0.0001305 | 0.0001597 | 0.0001211 | 7.7764e-05 | 0.0001106 | 2.984e-06 | 2.984e-06 | 2.984e-06 | 5.7691e-05 | 2e-07 | 0.0004849 | 0.0001565 | 0.0001705 | 0.0001531 | 0.00012334 | 0.0001399 | 0.00012334 | 2.984e-06 | 2.984e-06 | 5.7691e-05 | 5.5 | 5.6 | 4.9 | 5.3 | 3.2 | 12.4 | 11.9 | 0.3 | 0.3 | 5.8 | 3 | 0.0003026 | 2.35e-05 | 0.0001305 | 0.0001597 | 0.0001211 | 7.7764e-05 | 0.0001106 | 2.984e-06 | 2.984e-06 | 2.984e-06 | 2e-07 | 0.0004849 | 0.0001565 | 0.0001705 | 0.0001531 | 0.00012334 | 0.0001399 | 0.00012334 | 2.984e-06 | 2.984e-06
Food Service, Quick-Service | Food service | QuickServiceRestaurant | 12.4 | 0.3 | 0.3 | 5.8 | 18.8 | 0.0001295 | 8.5415e-05 | 2.0665e-06 | 2.0665e-06 | 3.9952e-05 | 0.0001811 | 0.00011945 | 2.8899e-06 | 2.8899e-06 | 5.5871e-05 | 0.0003348 | 4.94e-05 | 0.0001339 | 0.0001904 | 0.0001214 | 8.5415e-05 | 0.0001109 | 2.8899e-06 | 2.8899e-06 | 2.8899e-06 | 5.5871e-05 | 2e-06 | 0.000359 | 0.0001572 | 0.0001682 | 0.0001548 | 0.00011945 | 0.0001385 | 0.00011945 | 2.8899e-06 | 2.8899e-06 | 5.5871e-05 | 5.5 | 5.6 | 4.9 | 5.3 | 3.2 | 12.4 | 11.9 | 0.3 | 0.3 | 5.8 | 4 | 0.0003348 | 4.94e-05 | 0.0001339 | 0.0001904 | 0.0001214 | 8.5415e-05 | 0.0001109 | 2.8899e-06 | 2.8899e-06 | 2.8899e-06 | 2e-06 | 0.000359 | 0.0001572 | 0.0001682 | 0.0001548 | 0.00011945 | 0.0001385 | 0.00011945 | 2.8899e-06 | 2.8899e-06
Health, Inpatient | Inpatient | Hospital | 1.2 | 0.3 | 2.1 | 8.3 | 11.9 | 9.61e-05 | 9.6908e-06 | 2.4227e-06 | 1.6959e-05 | 6.7028e-05 | 0.0001031 | 1.0397e-05 | 2.5992e-06 | 1.8194e-05 | 7.191e-05 | 0.0002953 | 1.15e-05 | 0.0001036 | 0.000132 | 9.07e-05 | 9.6908e-06 | 0.0001147 | 2.5992e-06 | 2.5992e-06 | 1.8194e-05 | 7.191e-05 | 4.4e-06 | 0.0003023 | 0.0001222 | 0.0001047 | 0.0001343 | 1.0397e-05 | 0.0001545 | 1.0397e-05 | 2.5992e-06 | 1.8194e-05 | 7.191e-05 | 1.3 | 3.8 | 8.4 | 1.4 | 3.5 | 1.2 | 1.2 | 0.3 | 2.1 | 8.3 | 5 | 0.0002953 | 1.15e-05 | 0.0001036 | 0.000132 | 9.07e-05 | 9.6908e-06 | 0.0001147 | 2.5992e-06 | 2.5992e-06 | 1.8194e-05 | 4.4e-06 | 0.0003023 | 0.0001222 | 0.0001047 | 0.0001343 | 1.0397e-05 | 0.0001545 | 1.0397e-05 | 2.5992e-06 | 1.8194e-05
Health, Outpatient | Outpatient | Outpatient | 0.6 | 0.3 | 1.1 | 4.1 | 6.1 | 0.0001352 | 1.3298e-05 | 6.6492e-06 | 2.438e-05 | 9.0872e-05 | 0.0001418 | 1.3948e-05 | 6.9738e-06 | 2.557e-05 | 9.5308e-05 | 0.0003181 | 1.77e-05 | 0.0001266 | 0.000122 | 0.0001475 | 1.3298e-05 | 0 | 6.9738e-06 | 6.9738e-06 | 2.557e-05 | 9.5308e-05 | 1.2e-06 | 0.0003904 | 0.0001509 | 0.0001393 | 0.0001702 | 1.3948e-05 | 0 | 1.3948e-05 | 6.9738e-06 | 2.557e-05 | 9.5308e-05 | 1.3 | 1.4 | 5.6 | 0.1 | 3.7 | 0.6 | 0.5 | 0.3 | 1.1 | 4.1 | 6 | 0.0003181 | 1.18e-05 | 0.00011077 | 3.4857e-05 | 0.00014952 | 9.3871e-06 | 0 | 6.9738e-06 | 5.4794e-06 | 1.9781e-05 | 1.2e-06 | 0.00026027 | 0.00013204 | 3.98e-05 | 0.00017253 | 9.8453e-06 | 0 | 1.3948e-05 | 5.4794e-06 | 1.9781e-05
Health, Other | Health care | Outpatient | 1.1 | 0.3 | 1.7 | 6.5 | 9.6 | 0.0001352 | 1.5492e-05 | 4.225e-06 | 2.3942e-05 | 9.1542e-05 | 0.0001418 | 1.6248e-05 | 4.4313e-06 | 2.511e-05 | 9.601e-05 | 0.0003181 | 1.77e-05 | 0.0001266 | 0.000122 | 0.0001475 | 1.5492e-05 | 0 | 4.4313e-06 | 4.4313e-06 | 2.511e-05 | 9.601e-05 | 1.2e-06 | 0.0003904 | 0.0001509 | 0.0001393 | 0.0001702 | 1.6248e-05 | 0 | 1.6248e-05 | 4.4313e-06 | 2.511e-05 | 9.601e-05 | 1.3 | 2.8 | 7.2 | 0.6 | 3.6 | 1.1 | 0.9 | 0.3 | 1.7 | 6.5 | 6 | 0.0003181 | 2.36e-05 | 0.00014242 | 0.00020914 | 0.00014548 | 2.0048e-05 | 0 | 4.4313e-06 | 5.3808e-06 | 3.0796e-05 | 1.2e-06 | 0.00052053 | 0.00016976 | 0.0002388 | 0.00016787 | 2.1027e-05 | 0 | 1.6248e-05 | 5.3808e-06 | 3.0796e-05
Industrial/Manufacturing | Other | Warehouse | 0.6 | 0.1 | 9.7 | 9.7 | 20.1 | 0.000137 | 4.0896e-06 | 6.8159e-07 | 6.6114e-05 | 6.6114e-05 | 0.0001768 | 5.2776e-06 | 8.796e-07 | 8.5321e-05 | 8.5321e-05 | 0.0003786 | 4e-06 | 0.0001268 | 0 | 0.0001569 | 4.0896e-06 | 0 | 8.796e-07 | 8.796e-07 | 8.5321e-05 | 8.5321e-05 | 0 | 0.0006284 | 0.000195 | 0 | 0.0002039 | 5.2776e-06 | 0 | 5.2776e-06 | 8.796e-07 | 8.5321e-05 | 8.5321e-05 | 1.5 | 4 | 2.2 | 0.1 | 3.7 | 0.6 | 0.7 | 0.1 | 9.7 | 9.7 | 7 | 0.0003786 | 4e-06 | 0.0001268 | 0 | 0.0001569 | 4.0896e-06 | 0 | 8.796e-07 | 8.796e-07 | 8.5321e-05 | 0 | 0.0006284 | 0.000195 | 0 | 0.0002039 | 5.2776e-06 | 0 | 5.2776e-06 | 8.796e-07 | 8.5321e-05
Institutional/Public Service | Public order and safety | MediumOffice | 0.5 | 0.2 | 0.8 | 3.1 | 4.6 | 0.0001246 | 1.3543e-05 | 5.4174e-06 | 2.167e-05 | 8.397e-05 | 0.0001164 | 1.2652e-05 | 5.0609e-06 | 2.0243e-05 | 7.8443e-05 | 0.0003594 | 2.03e-05 | 0.0001244 | 0.0001589 | 0.0001578 | 1.3543e-05 | 0 | 5.0609e-06 | 5.0609e-06 | 2.0243e-05 | 7.8443e-05 | 2e-07 | 0.0004272 | 0.000156 | 0.0001365 | 0.0001227 | 1.2652e-05 | 0 | 1.2652e-05 | 5.0609e-06 | 2.0243e-05 | 7.8443e-05 | 2 | 2.7 | 1.8 | 1.9 | 3.4 | 0.5 | 0.6 | 0.2 | 0.8 | 3.1 | 8 | 0.00045494 | 2.2649e-05 | 0.00014732 | 0.00036818 | 0.00019439 | 1.539e-05 | 0 | 7.2298e-06 | 1.7451e-06 | 1.669e-05 | 2.5316e-07 | 0.00047663 | 0.00018474 | 0.00031628 | 0.00015115 | 1.4377e-05 | 0 | 1.8075e-05 | 1.7451e-06 | 1.669e-05
Lodging, Large | Lodging | LargeHotel | 1.2 | 0.1 | 0.4 | 3.1 | 4.8 | 0.0001238 | 3.095e-05 | 2.5792e-06 | 1.0317e-05 | 7.9954e-05 | 0.0001093 | 2.7325e-05 | 2.2771e-06 | 9.1083e-06 | 7.059e-05 | 0.0003758 | 4.72e-05 | 0.0001175 | 0.0001131 | 8.22e-05 | 3.095e-05 | 0.0001132 | 2.2771e-06 | 2.2771e-06 | 9.1083e-06 | 7.059e-05 | 2e-06 | 0.0002949 | 0.0001847 | 9.18e-05 | 5.62e-05 | 2.7325e-05 | 0.0001355 | 2.7325e-05 | 2.2771e-06 | 9.1083e-06 | 7.059e-05 | 1.4 | 1.7 | 3.7 | 2.5 | 2.1 | 1.2 | 1.2 | 0.1 | 0.4 | 3.1 | 9 | 0.0003758 | 4.72e-05 | 0.0001175 | 0.0001131 | 8.22e-05 | 3.095e-05 | 0.0001132 | 2.2771e-06 | 2.2771e-06 | 9.1083e-06 | 2e-06 | 0.0002949 | 0.0001847 | 9.18e-05 | 5.62e-05 | 2.7325e-05 | 0.0001355 | 2.7325e-05 | 2.2771e-06 | 9.1083e-06
Lodging, Small | Lodging | SmallHotel | 1.2 | 0.1 | 0.4 | 3.1 | 4.8 | 0.0001162 | 2.905e-05 | 2.4208e-06 | 9.6833e-06 | 7.5046e-05 | 6.92e-05 | 1.73e-05 | 1.4417e-06 | 5.7667e-06 | 4.4692e-05 | 0.0004112 | 4.4e-05 | 0.00011 | 0.0001297 | 0.0001072 | 2.905e-05 | 0 | 1.4417e-06 | 1.4417e-06 | 5.7667e-06 | 4.4692e-05 | 0 | 0.0002474 | 0.0001837 | 6.41e-05 | 6.27e-05 | 1.73e-05 | 0 | 1.73e-05 | 1.4417e-06 | 5.7667e-06 | 4.4692e-05 | 1.4 | 1.7 | 3.7 | 2.5 | 2.1 | 1.2 | 1.2 | 0.1 | 0.4 | 3.1 | 9 | 0.0004112 | 4.4e-05 | 0.00011 | 0.0001297 | 0.0001072 | 2.905e-05 | 0 | 1.4417e-06 | 1.4417e-06 | 5.7667e-06 | 0 | 0.0002474 | 0.0001837 | 6.41e-05 | 6.27e-05 | 1.73e-05 | 0 | 1.73e-05 | 1.4417e-06 | 5.7667e-06
Miscellaneous/Other | Other | MediumOffice | 0.6 | 0.1 | 9.7 | 9.7 | 20.1 | 0.0001246 | 3.7194e-06 | 6.199e-07 | 6.013e-05 | 6.013e-05 | 0.0001164 | 3.4746e-06 | 5.791e-07 | 5.6173e-05 | 5.6173e-05 | 0.0003594 | 2.03e-05 | 0.0001244 | 0.0001589 | 0.0001578 | 3.7194e-06 | 0 | 5.791e-07 | 5.791e-07 | 5.6173e-05 | 5.6173e-05 | 2e-07 | 0.0004272 | 0.000156 | 0.0001365 | 0.0001227 | 3.4746e-06 | 0 | 3.4746e-06 | 5.791e-07 | 5.6173e-05 | 5.6173e-05 | 1.5 | 4 | 2.2 | 0.1 | 3.7 | 0.6 | 0.7 | 0.1 | 9.7 | 9.7 | 8 | 0.0003412 | 3.3554e-05 | 0.00018005 | 1.9378e-05 | 0.00021154 | 5.0719e-06 | 0 | 4.1365e-07 | 2.4213e-06 | 0.00014491 | 1.8987e-07 | 0.00070612 | 0.00022579 | 1.6646e-05 | 0.00016449 | 4.7381e-06 | 0 | 2.4819e-06 | 2.4213e-06 | 0.00014491
Office, Large | Office | LargeOffice | 0.2 | 0.2 | 1.5 | 3.1 | 5 | 0.0001247 | 4.988e-06 | 4.988e-06 | 3.741e-05 | 7.7314e-05 | 0.0001154 | 4.616e-06 | 4.616e-06 | 3.462e-05 | 7.1548e-05 | 0.0003064 | 3.55e-05 | 0.0001136 | 0.0001515 | 0.0001711 | 4.988e-06 | 0 | 4.616e-06 | 4.616e-06 | 3.462e-05 | 7.1548e-05 | 1.2e-06 | 0.0003164 | 0.0001674 | 0.000131 | 0.0001259 | 4.616e-06 | 0 | 4.616e-06 | 4.616e-06 | 3.462e-05 | 7.1548e-05 | 1.5 | 1.5 | 3.8 | 0.2 | 2.3 | 0.2 | 0.5 | 0.2 | 1.5 | 3.1 | 10 | 0.0003064 | 3.55e-05 | 0.0001136 | 0.0001515 | 0.0001711 | 4.988e-06 | 0 | 4.616e-06 | 4.616e-06 | 3.462e-05 | 1.2e-06 | 0.0003164 | 0.0001674 | 0.000131 | 0.0001259 | 4.616e-06 | 0 | 4.616e-06 | 4.616e-06 | 3.462e-05
Office, Medium | Office | MediumOffice | 0.2 | 0.2 | 1.5 | 3.1 | 5 | 0.0001246 | 4.984e-06 | 4.984e-06 | 3.738e-05 | 7.7252e-05 | 0.0001164 | 4.656e-06 | 4.656e-06 | 3.492e-05 | 7.2168e-05 | 0.0003594 | 2.03e-05 | 0.0001244 | 0.0001589 | 0.0001578 | 4.984e-06 | 0 | 4.656e-06 | 4.656e-06 | 3.492e-05 | 7.2168e-05 | 2e-07 | 0.0004272 | 0.000156 | 0.0001365 | 0.0001227 | 4.656e-06 | 0 | 4.656e-06 | 4.656e-06 | 3.492e-05 | 7.2168e-05 | 1.5 | 1.5 | 3.8 | 0.2 | 2.3 | 0.2 | 0.5 | 0.2 | 1.5 | 3.1 | 11 | 0.0003594 | 2.03e-05 | 0.0001244 | 0.0001589 | 0.0001578 | 4.984e-06 | 0 | 4.656e-06 | 4.656e-06 | 3.492e-05 | 2e-07 | 0.0004272 | 0.000156 | 0.0001365 | 0.0001227 | 4.656e-06 | 0 | 4.656e-06 | 4.656e-06 | 3.492e-05
Office, Small | Office | SmallOffice | 0.2 | 0.2 | 1.5 | 3.1 | 5 | 0.0001186 | 4.744e-06 | 4.744e-06 | 3.558e-05 | 7.3532e-05 | 0.0001225 | 4.9e-06 | 4.9e-06 | 3.675e-05 | 7.595e-05 | 0.000404 | 5e-06 | 0.0001345 | 0.0001874 | 0.0001454 | 4.744e-06 | 0 | 4.9e-06 | 4.9e-06 | 3.675e-05 | 7.595e-05 | 0 | 0.0005857 | 0.0001769 | 0.0001947 | 0.0001766 | 4.9e-06 | 0 | 4.9e-06 | 4.9e-06 | 3.675e-05 | 7.595e-05 | 1.5 | 1.5 | 3.8 | 0.2 | 2.3 | 0.2 | 0.5 | 0.2 | 1.5 | 3.1 | 12 | 0.000404 | 5e-06 | 0.0001345 | 0.0001874 | 0.0001454 | 4.744e-06 | 0 | 4.9e-06 | 4.9e-06 | 3.675e-05 | 0 | 0.0005857 | 0.0001769 | 0.0001947 | 0.0001766 | 4.9e-06 | 0 | 4.9e-06 | 4.9e-06 | 3.675e-05
Public Assembly | Public assembly | RetailStandalone | 0.5 | 0.1 | 0.3 | 3.1 | 4 | 0.0001249 | 1.5613e-05 | 3.1225e-06 | 9.3675e-06 | 9.6798e-05 | 0.0001741 | 2.1763e-05 | 4.3525e-06 | 1.3057e-05 | 0.00013493 | 0.000326 | 7.5e-06 | 0.0001241 | 0 | 0.0001362 | 1.5613e-05 | 0 | 4.3525e-06 | 4.3525e-06 | 1.3057e-05 | 0.00013493 | 0 | 0.0004876 | 0.0001633 | 0 | 0.0001688 | 2.1763e-05 | 0 | 2.1763e-05 | 4.3525e-06 | 1.3057e-05 | 0.00013493 | 2.8 | 4.6 | 1.2 | 0.1 | 1.5 | 0.5 | 0.9 | 0.1 | 0.3 | 3.1 | 13 | 0.0003423 | 1.2035e-05 | 5.3186e-05 | 0 | 6.9648e-05 | 5.4462e-06 | 0 | 3.2644e-06 | 2.6115e-06 | 1.3561e-05 | 0 | 0.00078243 | 6.9986e-05 | 0 | 8.6318e-05 | 7.5916e-06 | 0 | 1.6322e-05 | 2.6115e-06 | 1.3561e-05
Public Order and Safety | Public order and safety | MediumOffice | 0.5 | 0.2 | 0.8 | 3.1 | 4.6 | 0.0001246 | 1.3543e-05 | 5.4174e-06 | 2.167e-05 | 8.397e-05 | 0.0001164 | 1.2652e-05 | 5.0609e-06 | 2.0243e-05 | 7.8443e-05 | 0.0003594 | 2.03e-05 | 0.0001244 | 0.0001589 | 0.0001578 | 1.3543e-05 | 0 | 5.0609e-06 | 5.0609e-06 | 2.0243e-05 | 7.8443e-05 | 2e-07 | 0.0004272 | 0.000156 | 0.0001365 | 0.0001227 | 1.2652e-05 | 0 | 1.2652e-05 | 5.0609e-06 | 2.0243e-05 | 7.8443e-05 | 2 | 2.7 | 1.8 | 1.9 | 3.4 | 0.5 | 0.6 | 0.2 | 0.8 | 3.1 | 8 | 0.00045494 | 2.2649e-05 | 0.00014732 | 0.00036818 | 0.00019439 | 1.539e-05 | 0 | 7.2298e-06 | 1.7451e-06 | 1.669e-05 | 2.5316e-07 | 0.00047663 | 0.00018474 | 0.00031628 | 0.00015115 | 1.4377e-05 | 0 | 1.8075e-05 | 1.7451e-06 | 1.669e-05
Religious Worship | Religious worship | MediumOffice | 0.3 | 0.1 | 0.1 | 0.9 | 1.4 | 0.0001246 | 2.67e-05 | 8.9e-06 | 8.9e-06 | 8.01e-05 | 0.0001164 | 2.4943e-05 | 8.3143e-06 | 8.3143e-06 | 7.4829e-05 | 0.0003594 | 2.03e-05 | 0.0001244 | 0.0001589 | 0.0001578 | 2.67e-05 | 0 | 8.3143e-06 | 8.3143e-06 | 8.3143e-06 | 7.4829e-05 | 2e-07 | 0.0004272 | 0.000156 | 0.0001365 | 0.0001227 | 2.4943e-05 | 0 | 2.4943e-05 | 8.3143e-06 | 8.3143e-06 | 7.4829e-05 | 0.7 | 1.2 | 0.9 | 0.1 | 1 | 0.3 | 0.3 | 0.1 | 0.1 | 0.9 | 8 | 0.00015923 | 1.0066e-05 | 7.3658e-05 | 1.9378e-05 | 5.7174e-05 | 1.8205e-05 | 0 | 5.9388e-06 | 3.5837e-07 | 1.9901e-06 | 8.8608e-08 | 0.00021183 | 9.2368e-05 | 1.6646e-05 | 4.4457e-05 | 1.7006e-05 | 0 | 1.7816e-05 | 3.5837e-07 | 1.9901e-06
Retail | Mercantile | RetailStandalone | 0.4 | 0.2 | 0.6 | 3.1 | 4.3 | 0.0001249 | 1.1619e-05 | 5.8093e-06 | 1.7428e-05 | 9.0044e-05 | 0.0001741 | 1.6195e-05 | 8.0977e-06 | 2.4293e-05 | 0.00012551 | 0.000326 | 7.5e-06 | 0.0001241 | 0 | 0.0001362 | 1.1619e-05 | 0 | 8.0977e-06 | 8.0977e-06 | 2.4293e-05 | 0.00012551 | 0 | 0.0004876 | 0.0001633 | 0 | 0.0001688 | 1.6195e-05 | 0 | 1.6195e-05 | 8.0977e-06 | 2.4293e-05 | 0.00012551 | 1.7 | 2 | 3.2 | 0.8 | 3.8 | 0.4 | 2.2 | 0.2 | 0.6 | 3.1 | 14 | 0.000326 | 7.5e-06 | 0.0001241 | 0 | 0.0001362 | 1.1619e-05 | 0 | 8.0977e-06 | 8.0977e-06 | 2.4293e-05 | 0 | 0.0004876 | 0.0001633 | 0 | 0.0001688 | 1.6195e-05 | 0 | 1.6195e-05 | 8.0977e-06 | 2.4293e-05
Retail, Food Sales | Food sales | RetailStandalone | 3.3 | 0.2 | 0.8 | 2.955 | 7.255 | 0.0001249 | 5.6812e-05 | 3.4431e-06 | 1.3773e-05 | 5.0873e-05 | 0.0001741 | 7.9191e-05 | 4.7994e-06 | 1.9198e-05 | 7.0912e-05 | 0.000326 | 7.5e-06 | 0.0001241 | 0 | 0.0001362 | 5.6812e-05 | 0 | 4.7994e-06 | 4.7994e-06 | 1.9198e-05 | 7.0912e-05 | 0 | 0.0004876 | 0.0001633 | 0 | 0.0001688 | 7.9191e-05 | 0 | 7.9191e-05 | 4.7994e-06 | 1.9198e-05 | 7.0912e-05 | 3.7 | 2.1 | 3.8 | 0.2 | 3.8 | 3.3 | 25.5 | 0.2 | 0.8 | 2.955 | 13 | 0.00045233 | 5.4942e-06 | 0.00016842 | 0 | 0.00017644 | 0.0001308 | 0 | 7.1991e-06 | 7.6791e-06 | 1.9005e-05 | 0 | 0.0003572 | 0.00022162 | 0 | 0.00021867 | 0.00018232 | 0 | 0.00011879 | 7.6791e-06 | 1.9005e-05
Retail, Enclosed and Strip Mall | Enclosed and strip malls | RetailStripmall | 0.4 | 0.3 | 0.8 | 3.3 | 4.8 | 0.0001203 | 1.0025e-05 | 7.5187e-06 | 2.005e-05 | 8.2706e-05 | 0.0001532 | 1.2767e-05 | 9.575e-06 | 2.5533e-05 | 0.00010533 | 0.0003507 | 1.46e-05 | 0.0001143 | 0.0001515 | 0.0001399 | 1.0025e-05 | 0 | 9.575e-06 | 9.575e-06 | 2.5533e-05 | 0.00010533 | 1.5e-06 | 0.0004625 | 0.0001853 | 0.0001654 | 0.0001742 | 1.2767e-05 | 0 | 1.2767e-05 | 9.575e-06 | 2.5533e-05 | 0.00010533 | 1.8 | 2.1 | 2.9 | 1.3 | 4.1 | 0.4 | 3.1 | 0.3 | 0.8 | 3.3 | 15 | 0.0003507 | 1.46e-05 | 0.0001143 | 0.0001515 | 0.0001399 | 1.0025e-05 | 0 | 9.575e-06 | 9.575e-06 | 2.5533e-05 | 1.5e-06 | 0.0004625 | 0.0001853 | 0.0001654 | 0.0001742 | 1.2767e-05 | 0 | 1.2767e-05 | 9.575e-06 | 2.5533e-05
Retail, Other than Mall | Retail (other than mall) | RetailStandalone | 0.5 | 0.1 | 0.4 | 2.9 | 3.9 | 0.0001249 | 1.6013e-05 | 3.2026e-06 | 1.281e-05 | 9.2874e-05 | 0.0001741 | 2.2321e-05 | 4.4641e-06 | 1.7856e-05 | 0.00012946 | 0.000326 | 7.5e-06 | 0.0001241 | 0 | 0.0001362 | 1.6013e-05 | 0 | 4.4641e-06 | 4.4641e-06 | 1.7856e-05 | 0.00012946 | 0 | 0.0004876 | 0.0001633 | 0 | 0.0001688 | 2.2321e-05 | 0 | 2.2321e-05 | 4.4641e-06 | 1.7856e-05 | 0.00012946 | 1.5 | 1.9 | 3.4 | 0.1 | 3.5 | 0.5 | 1.1 | 0.1 | 0.4 | 2.9 | 13 | 0.00018338 | 4.9709e-06 | 0.00015069 | 0 | 0.00016251 | 5.5859e-06 | 0 | 3.3481e-06 | 3.5713e-06 | 1.7348e-05 | 0 | 0.00032318 | 0.00019829 | 0 | 0.00020141 | 7.7862e-06 | 0 | 1.674e-05 | 3.5713e-06 | 1.7348e-05
Service | Service | MediumOffice | 0.3 | 0.1 | 0.2 | 2 | 2.6 | 0.0001246 | 1.4377e-05 | 4.7923e-06 | 9.5846e-06 | 9.5846e-05 | 0.0001164 | 1.3431e-05 | 4.4769e-06 | 8.9538e-06 | 8.9538e-05 | 0.0003594 | 2.03e-05 | 0.0001244 | 0.0001589 | 0.0001578 | 1.4377e-05 | 0 | 4.4769e-06 | 4.4769e-06 | 8.9538e-06 | 8.9538e-05 | 2e-07 | 0.0004272 | 0.000156 | 0.0001365 | 0.0001227 | 1.3431e-05 | 0 | 1.3431e-05 | 4.4769e-06 | 8.9538e-06 | 8.9538e-05 | 1.7 | 1.5 | 0.9 | 0.1 | 2.3 | 0.3 | 0.3 | 0.1 | 0.2 | 2 | 8 | 0.0003867 | 1.2583e-05 | 7.3658e-05 | 1.9378e-05 | 0.0001315 | 9.8024e-06 | 0 | 3.1978e-06 | 3.8594e-07 | 4.7627e-06 | 2.1519e-07 | 0.00026479 | 9.2368e-05 | 1.6646e-05 | 0.00010225 | 9.1573e-06 | 0 | 9.5934e-06 | 3.8594e-07 | 4.7627e-06
Warehouse and Storage | Warehouse and storage | Warehouse | 0 | 0.1 | 0.2 | 1.8 | 2.1 | 0.000137 | 0 | 6.5238e-06 | 1.3048e-05 | 0.00011743 | 0.0001768 | 0 | 8.419e-06 | 1.6838e-05 | 0.00015154 | 0.0003786 | 4e-06 | 0.0001268 | 0 | 0.0001569 | 0 | 0 | 8.419e-06 | 8.419e-06 | 1.6838e-05 | 0.00015154 | 0 | 0.0006284 | 0.000195 | 0 | 0.0002039 | 0 | 0 | 0 | 8.419e-06 | 1.6838e-05 | 0.00015154 | 0.9 | 1.1 | 0.5 | 0.1 | 1.5 | 0 | 1 | 0.1 | 0.2 | 1.8 | 16 | 0.0003786 | 4e-06 | 0.0001268 | 0 | 0.0001569 | #DIV/0! | 0 | 8.419e-06 | 8.419e-06 | 1.6838e-05 | 0 | 0.0006284 | 0.000195 | 0 | 0.0002039 | #DIV/0! | 0 | 0 | 8.419e-06 | 1.6838e-05

## ETDF Raw Data
Ph V TRM Appendix F: Building Operator Certification Audit and Design Tool
NREL Energy-to-Demand Ratio Table
building_type | Floor Area (sqft) | dcooling_cooling_etdfw | dheating_heating_etdfw | dheating_water_heating_etdfw | cooling_etdfw | exterior_lighting_etdfw | fans_etdfw | heat_recovery_etdfw | heat_rejection_etdfw | heating_etdfw | interior_equipment_etdfw | interior_lighting_etdfw | pumps_etdfw | refrigeration_etdfw | water_heating_etdfw | dcooling_total_etdfw | dheating_total_etdfw | total_etdfw | dheating_cooling_etdfw | dcooling_cooling_etdfs | dheating_heating_etdfs | dheating_water_heating_etdfs | cooling_etdfs | exterior_lighting_etdfs | fans_etdfs | heat_recovery_etdfs | heat_rejection_etdfs | heating_etdfs | interior_equipment_etdfs | interior_lighting_etdfs | pumps_etdfs | refrigeration_etdfs | water_heating_etdfs | dcooling_total_etdfs | dheating_total_etdfs | total_etdfs | dheating_cooling_etdfs
FullServiceRestaurant | 57279312 | 8.7e-06 | 0.0002764 | 0.0001629 | 2.35e-05 | 0.0001442 | 0.0001305 | 0.0001205 | 0 | 0.0003026 | 0.0001179 | 0.0001211 | 0.0002077 | 0.0001106 | 0.0001597 | 8.7e-06 | 0.0002558 | 0.0001438 | 0 | 0.000481 | 2.1e-06 | 0.0001512 | 0.0004849 | 0 | 0.0001565 | 0.000146 | 0 | 2e-07 | 0.000187 | 0.0001531 | 0.0001214 | 0.0001399 | 0.0001705 | 0.000481 | 2.92e-05 | 0.0001778 | 0
Hospital | 84420784 | 5.8e-06 | 0.0002655 | 0.0001288 | 1.15e-05 | 0.0001441 | 0.0001036 | 0.0001138 | 1.04e-05 | 0.0002953 | 9.61e-05 | 9.07e-05 | 4.02e-05 | 0.0001147 | 0.000132 | 5.8e-06 | 0.0002442 | 0.0001125 | 0 | 0.0003414 | 5e-07 | 0.0001031 | 0.0003023 | 0 | 0.0001222 | 0.0001146 | 0.0002982 | 4.4e-06 | 0.0001031 | 0.0001343 | 0.0002049 | 0.0001545 | 0.0001047 | 0.0003414 | 1.65e-05 | 0.000133 | 0
LargeHotel | 66700680 | 0 | 0.0002858 | 0 | 4.72e-05 | 0.000144 | 0.0001175 | 0.000152 | 6.5e-06 | 0.0003758 | 0.0001238 | 8.22e-05 | 0.0001174 | 0.0001132 | 0.0001131 | 0 | 0.0002858 | 0.000128 | 0 | 0 | 3e-06 | 0 | 0.0002949 | 0 | 0.0001847 | 0.0001435 | 0.0003151 | 2e-06 | 0.0001093 | 5.62e-05 | 0.0001156 | 0.0001355 | 9.18e-05 | 0 | 3e-06 | 0.0001362 | 0
LargeOffice | 191641872 | 2.97e-05 | 0.0002883 | 0.0001584 | 3.55e-05 | 0.00014 | 0.0001136 | 0.0001498 | 1.53e-05 | 0.0003064 | 0.0001247 | 0.0001711 | 8.49e-05 | 0 | 0.0001515 | 2.97e-05 | 0.0002877 | 0.0001274 | 0 | 0.0003125 | 1.5e-06 | 0.0001279 | 0.0003164 | 0 | 0.0001674 | 0.0001633 | 0.0003595 | 1.2e-06 | 0.0001154 | 0.0001259 | 0.0001918 | 0 | 0.000131 | 0.0003125 | 2.2e-06 | 0.000146 | 0
MediumOffice | 213385120 | 1.13e-05 | 0.0003096 | 0.0001525 | 2.03e-05 | 0.0001425 | 0.0001244 | 0.0001351 | 1.52e-05 | 0.0003594 | 0.0001246 | 0.0001578 | 0.0001211 | 0 | 0.0001589 | 1.13e-05 | 0.0003067 | 0.0001402 | 0 | 0.000353 | 5e-07 | 0.0001473 | 0.0004272 | 0 | 0.000156 | 0.0001419 | 0.0004204 | 2e-07 | 0.0001164 | 0.0001227 | 0.0001446 | 0 | 0.0001365 | 0.000353 | 3.3e-06 | 0.0001574 | 0
Outpatient | 63367096 | 0 | 0.0003674 | 9.62e-05 | 1.77e-05 | 0.0001431 | 0.0001266 | 0.0001254 | 1.18e-05 | 0.0003181 | 0.0001352 | 0.0001475 | 7.16e-05 | 0 | 0.000122 | 0 | 0.000354 | 0.0001307 | 0 | 0 | 7e-07 | 9.95e-05 | 0.0003904 | 0 | 0.0001509 | 0.000133 | 0.0003793 | 1.2e-06 | 0.0001418 | 0.0001702 | 0.0001996 | 0 | 0.0001393 | 0 | 5.5e-06 | 0.0001716 | 0
PrimarySchool | 200822880 | 0 | 0.0005512 | 0.0002183 | 9.9e-06 | 0.0001439 | 0.0001948 | 0.0001647 | 1.32e-05 | 0.0003855 | 0.0001457 | 0.0001709 | 0.000179 | 0.0001111 | 0.0002064 | 0 | 0.0005208 | 0.0002072 | 0 | 0 | 0 | 0.0001952 | 0.0005402 | 0 | 0.0001957 | 0.0001577 | 0.0003401 | 1.14e-05 | 0.0001367 | 0.0001369 | 0.0001251 | 0.0001353 | 0.000181 | 0 | 1.79e-05 | 0.0001808 | 0
QuickServiceRestaurant | 7153139 | 0 | 0 | 0 | 4.94e-05 | 0.0001455 | 0.0001339 | 0 | 0 | 0.0003348 | 0.0001295 | 0.0001214 | 0.0002489 | 0.0001109 | 0.0001904 | 0 | 0 | 0.0001418 | 0 | 0 | 0 | 0 | 0.000359 | 0 | 0.0001572 | 0 | 0 | 2e-06 | 0.0001811 | 0.0001548 | 5e-07 | 0.0001385 | 0.0001682 | 0 | 0 | 0.0001722 | 0
RetailStandalone | 175729712 | 0 | 0.0002966 | 0 | 7.5e-06 | 0.0001452 | 0.0001241 | 0.0001283 | 0 | 0.000326 | 0.0001249 | 0.0001362 | 0.0002286 | 0 | 0 | 0 | 0.0002966 | 0.0001524 | 0 | 0 | 1e-07 | 0 | 0.0004876 | 0 | 0.0001633 | 0.0001387 | 0 | 0 | 0.0001741 | 0.0001688 | 4.95e-05 | 0 | 0 | 0 | 1e-07 | 0.0001773 | 0
RetailStripmall | 291158208 | 0 | 0 | 0 | 1.46e-05 | 0.0001422 | 0.0001143 | 0.0001218 | 2.08e-05 | 0.0003507 | 0.0001203 | 0.0001399 | 0.0002305 | 0 | 0.0001515 | 0 | 0 | 0.0001423 | 0 | 0 | 0 | 0 | 0.0004625 | 0 | 0.0001853 | 0.0001464 | 0.0004429 | 1.5e-06 | 0.0001532 | 0.0001742 | 2.87e-05 | 0 | 0.0001654 | 0 | 0 | 0.0001896 | 0
SecondarySchool | 128509056 | 0 | 0.0003286 | 8.29e-05 | 7.6e-06 | 0.0001428 | 0.0001443 | 0.0001444 | 1.33e-05 | 0.0003992 | 0.000151 | 0.0001649 | 0.0001374 | 0.0001209 | 0.0002103 | 0 | 0.0003269 | 0.0002155 | 0 | 0 | 3.1e-06 | 0.0001395 | 0.0005511 | 0 | 0.000163 | 0.0001462 | 0.0004543 | 3e-07 | 9.5e-05 | 0.0001029 | 0.0002026 | 0.0001567 | 7.89e-05 | 0 | 4e-06 | 0.0001486 | 0
SmallHotel | 16886280 | 0 | 0 | 0 | 4.4e-05 | 0.0001455 | 0.00011 | 0 | 0 | 0.0004112 | 0.0001162 | 0.0001072 | 0.0001142 | 0 | 0.0001297 | 0 | 0 | 0.0001193 | 0 | 0 | 0 | 0 | 0.0002474 | 0 | 0.0001837 | 0 | 0 | 0 | 6.92e-05 | 6.27e-05 | 0.0001142 | 0 | 6.41e-05 | 0 | 0 | 0.000104 | 0
SmallOffice | 197269744 | 2.3e-06 | 0.0002814 | 0.0002174 | 5e-06 | 0.0001435 | 0.0001345 | 0.0001662 | 3.4e-06 | 0.000404 | 0.0001186 | 0.0001454 | 0.0001545 | 0 | 0.0001874 | 2.3e-06 | 0.0002794 | 0.0001571 | 0 | 0.0005968 | 1e-06 | 0.0002022 | 0.0005857 | 0 | 0.0001769 | 0.0001815 | 0.0005877 | 0 | 0.0001225 | 0.0001766 | 0.0001429 | 0 | 0.0001947 | 0.0005968 | 7.3e-06 | 0.0001748 | 0
Warehouse | 573285056 | 0 | 0 | 0 | 4e-06 | 0.0001431 | 0.0001268 | 0.000132 | 2e-07 | 0.0003786 | 0.000137 | 0.0001569 | 0.0002762 | 0 | 0 | 0 | 0 | 0.0001575 | 0 | 0 | 0 | 0 | 0.0006284 | 0 | 0.000195 | 0.0001496 | 0.0006211 | 0 | 0.0001768 | 0.0002039 | 1.42e-05 | 0 | 0 | 0 | 0 | 0.0001738 | 0

## Baseline Tables
Ph V TRM Appendix F: Building Operator Certification Audit and Design Tool
SWE 2023 Baseline Study Results Tables
End Use Energy Use Index (EUI) by Building Type
Segment | On-Site Generation | Heating | Cooling | Ventilation | DHW | Lighting | Cooking | Refrigeration | Plug Loads | Process | Segment | Sample
Education (n=37) | -0.12 | 0.28 | 3.35 | 2.02 | 0.06 | 1.51 | 0.33 | 0.48 | 1.02 | 2.01 | Education | n=37
Grocery (n=27) | -0.01 | 1.1 | 5.97 | 2.91 | 0.24 | 4.68 | 2.38 | 17.89 | 0.44 | 2.8 | Grocery | n=27
Health (n=41) | -2.32 | 0.29 | 8.67 | 3.63 | 0.33 | 4.98 | 0.26 | 0.84 | 2.41 | 6.42 | Health | n=41
Industrial (n=62) | -0.36 | 0.04 | 1.51 | 1.57 | 0.37 | 1.59 | 0.01 | 4.86 | 1.57 | 31.91 | Industrial | n=62
Institutional (n=37) | -0.02 | 0.38 | 9.48 | 1.89 | 0.23 | 2.79 | 0.47 | 0.23 | 0.6 | 0.88 | Institutional | n=37
Lodging (n=26) | -0.03 | 2.03 | 3.47 | 1.78 | 0.23 | 1.57 | 0.23 | 0.22 | 0.2 | 0.26 | Lodging | n=26
Miscellaneous (n=62) | 0 | 0.13 | 2.39 | 1.49 | 0.16 | 1.21 | 0.34 | 0.3 | 0.3 | 2.08 | Miscellaneous | n=62
Office (n=57) | -0.01 | 0.16 | 2.84 | 1.16 | 0.11 | 0.86 | 0.01 | 0.04 | 1.18 | 1.18 | Office | n=57
Religious (n=23) | -0.44 | 0.1 | 1.38 | 1.04 | 0.15 | 0.79 | 0.49 | 0.07 | 0.12 | 0 | Religious | n=23
Restaurant (n=27) | -0.56 | 1.58 | 3.78 | 1.63 | 3.01 | 1.25 | 8.86 | 7.71 | 0.32 | 2.18 | Restaurant | n=27
Retail (n=52) | 0 | 0.17 | 1.98 | 1.57 | 0.08 | 1.24 | 0.25 | 0.43 | 0.71 | 0.65 | Retail | n=52
Warehouse (n=42) | 0 | 0.07 | 0.29 | 1.33 | 0.12 | 0.7 | 0 | 0.43 | 0.38 | 0.38 | Warehouse | n=42
Small (n=382) | -0.09 | 0.26 | 2.41 | 1.49 | 0.15 | 1.39 | 0.3 | 1.35 | 0.85 | 1.31 | Small | n=382
Large (n=111) | -1.11 | 0.34 | 6.92 | 2.3 | 0.5 | 2.38 | 0.12 | 0.95 | 1.46 | 27.77 | Large | n=111

## Lookups
Ph V TRM Appendix F: Building Operator Certification Audit and Design Tool
Lookup Tables and Lists
PA Baseline End-Use Categories | CBECS End-Use Categories | NREL ETDF Categories | Workbook Building Types | CBECS Building Types | Building List, TRM | Building List, NREL | Reference Cities | Utility | ZCTA | Climate Region | Reference City | Percentages | Cooling equipment (more than one may apply) | Heating Equipment | COP of Extant Stock | Percentage of floorspace cooled | Percentages Including Unknown | Heating Equipment | COP of Extant Stock | Percentage of floorspace heated | Lighting EUI Scale Factor | Office equipment (more than one may apply) | Separate computer areas (more than one may apply) | Cubic-Feet to kBTU Conversion
Heating | Space heating | heating_etdf | Education, Primary School | Education | Education | PrimarySchool | Allentown | Met-Ed | 15001 | H | Pittsburgh | 0% | Central chillers | Air Source Heat Pump | 2.2567 | Percentage lit when open | 0% | Gas or Propane Furnace | 80% | Percentage of floorspace cooled | 0.95 | Tablets charged in building | None | 1.039
Cooling | Space cooling | cooling_etdf | Education, Secondary School | Education | Education | SecondarySchool | Binghamton | Penelec | 15003 | H | Pittsburgh | 10% | Packaged air conditioning units | Baseboard Heating / Electric Resistance Heating | 1 | 0% | >0%, Unknown | Boiler / Central Plant | 80% | Not cooled |  | Large floor-standing office devices | Window and interior lighting features (more than one may apply)
Ventilation | Ventilation | fans_etdf | Food Service, Restaurant | Food service | Restaurant | FullServiceRestaurant | Bradford | Penn Power | 15004 | H | Pittsburgh | 20% | Swamp coolers | Ductless Mini-Split Heat Pump | 3.0774 | 1% to 50% | 10% | Waste Heat Recovery from electric generation (CHP) | 1000000000000 | 1% to 50% |  | Smaller desktop office devices | Multipaned windows
DHW | Water heating | water_heating_etdf | Food Service, Quick-Service | Food service | Restaurant | QuickServiceRestaurant | Erie | West Penn Power | 15005 | H | Pittsburgh | 30% | Other | Ground Source Heat Pump | 3.5 | 51% to 99% | 20% | None | 1000000000000 | 51% to 99% |  | Interactive whiteboards | Tinted window glass
Lighting | Lighting | interior_lighting_etdf | Health, Inpatient | Inpatient | Health (inpatient) | Hospital | Harrisburg | Duquesne | 15006 | H | Pittsburgh | 40% | HVAC features (more than one may apply) | Waste Heat Recovery From Heat Rejection | 15 |  | 30% |  |  |  |  | Televisions or video displays | Reflective window glass
Cooking | Cooking | interior_equipment_etdf | Health, Outpatient | Outpatient | Health (outpatient) | Outpatient | Philadelphia | PECO | 15007 | H | Pittsburgh | 50% | Economizer cycle | None | 1000000000000 |  | 40% |  |  |  |  | Point-of-sale devices or cash registers
Refrigeration | Refrigeration | refrigeration_etdf | Health, Other | Health care | Health | Outpatient | Pittsburgh | PPL | 15009 | H | Pittsburgh | 60% | Variable air volume (VAV) system |  |  |  | 50% |  |  |  |  | Food preparation or serving areas in non-food service buildings (more than one may apply)
Office equipment | Office equipment | interior_equipment_etdf | Industrial/Manufacturing | Other | Industrial | Warehouse | Scranton |  | 15010 | H | Pittsburgh | 70% | Dedicated outside air system (DOAS) |  |  |  | 60% |  |  |  |  | Snack bar, concession stand, or coffee shop
Plug Loads | Plug Loads | interior_equipment_etdf | Institutional/Public Service | Public order and safety | Institutional | MediumOffice | Williamsport |  | 15012 | H | Pittsburgh | 80% |  |  |  |  | 70% |  |  |  |  | Fast food or small restaurant
Computing | Computing | interior_equipment_etdf | Lodging, Large | Lodging | Lodging | LargeHotel |  |  | 15014 | H | Pittsburgh | 90% |  |  |  |  | 80% |  |  |  |  | Cafeteria or large restaurant
Process | Other | interior_equipment_etdf | Lodging, Small | Lodging | Lodging | SmallHotel |  |  | 15015 | H | Pittsburgh | 100% |  |  |  |  | 90%
|  |  | Miscellaneous/Other | Other | Miscellaneous | MediumOffice |  |  | 15017 | H | Pittsburgh | [5 empty] | 100%
|  |  | Office, Large | Office | Office | LargeOffice |  |  | 15018 | H | Pittsburgh
|  |  | Office, Medium | Office | Office | MediumOffice |  |  | 15019 | H | Pittsburgh
|  |  | Office, Small | Office | Office | SmallOffice |  |  | 15020 | H | Pittsburgh
|  |  | Public Assembly | Public assembly | Retail | RetailStandalone |  |  | 15021 | H | Pittsburgh
|  |  | Public Order and Safety | Public order and safety | Institutional | MediumOffice |  |  | 15022 | H | Pittsburgh
|  |  | Religious Worship | Religious worship | Religious | MediumOffice |  |  | 15024 | H | Pittsburgh
|  |  | Retail | Mercantile | Retail | RetailStandalone |  |  | 15025 | H | Pittsburgh
|  |  | Retail, Food Sales | Food sales | Grocery | RetailStandalone |  |  | 15026 | H | Pittsburgh
|  |  | Retail, Enclosed and Strip Mall | Enclosed and strip malls | Enclosed and strip malls | RetailStripmall |  |  | 15027 | H | Pittsburgh
|  |  | Retail, Other than Mall | Retail (other than mall) | Retail (other than mall) | RetailStandalone |  |  | 15028 | H | Pittsburgh
|  |  | Service | Service | Miscellaneous | MediumOffice |  |  | 15030 | H | Pittsburgh
|  |  | Warehouse and Storage | Warehouse and storage | Warehouse | Warehouse |  |  | 15031 | H | Pittsburgh
[9 empty] | 15032 | H | Pittsburgh
[9 empty] | 15033 | H | Pittsburgh
[9 empty] | 15034 | H | Pittsburgh
[9 empty] | 15035 | H | Pittsburgh
[9 empty] | 15036 | H | Pittsburgh
[9 empty] | 15037 | H | Pittsburgh
[9 empty] | 15038 | H | Pittsburgh
[9 empty] | 15042 | H | Pittsburgh
[9 empty] | 15043 | H | Pittsburgh
[9 empty] | 15044 | H | Pittsburgh
[9 empty] | 15045 | H | Pittsburgh
[9 empty] | 15046 | H | Pittsburgh
[9 empty] | 15047 | H | Pittsburgh
[9 empty] | 15049 | H | Pittsburgh
[9 empty] | 15050 | H | Pittsburgh
[9 empty] | 15051 | H | Pittsburgh
[9 empty] | 15052 | H | Pittsburgh
[9 empty] | 15053 | H | Pittsburgh
[9 empty] | 15054 | H | Pittsburgh
[9 empty] | 15055 | H | Pittsburgh
[9 empty] | 15056 | H | Pittsburgh
[9 empty] | 15057 | H | Pittsburgh
[9 empty] | 15059 | H | Pittsburgh
[9 empty] | 15060 | H | Pittsburgh
[9 empty] | 15061 | H | Pittsburgh
[9 empty] | 15062 | H | Pittsburgh
[9 empty] | 15063 | H | Pittsburgh
[9 empty] | 15064 | H | Pittsburgh
[9 empty] | 15065 | H | Pittsburgh
[9 empty] | 15066 | H | Pittsburgh
[9 empty] | 15067 | H | Pittsburgh
[9 empty] | 15068 | H | Pittsburgh
[9 empty] | 15069 | H | Pittsburgh
[9 empty] | 15071 | H | Pittsburgh
[9 empty] | 15072 | H | Pittsburgh
[9 empty] | 15074 | H | Pittsburgh
[9 empty] | 15075 | H | Pittsburgh
[9 empty] | 15076 | H | Pittsburgh
[9 empty] | 15077 | H | Pittsburgh
[9 empty] | 15078 | H | Pittsburgh
[9 empty] | 15081 | H | Pittsburgh
[9 empty] | 15082 | H | Pittsburgh
[9 empty] | 15083 | H | Pittsburgh
[9 empty] | 15084 | H | Pittsburgh
[9 empty] | 15085 | H | Pittsburgh
[9 empty] | 15086 | H | Pittsburgh
[9 empty] | 15087 | H | Pittsburgh
[9 empty] | 15088 | H | Pittsburgh
[9 empty] | 15089 | H | Pittsburgh
[9 empty] | 15090 | H | Pittsburgh
[9 empty] | 15091 | H | Pittsburgh
[9 empty] | 15095 | H | Pittsburgh
[9 empty] | 15096 | H | Pittsburgh
[9 empty] | 15101 | H | Pittsburgh
[9 empty] | 15102 | H | Pittsburgh
[9 empty] | 15104 | H | Pittsburgh
[9 empty] | 15106 | H | Pittsburgh
[9 empty] | 15108 | H | Pittsburgh
[9 empty] | 15110 | H | Pittsburgh
[9 empty] | 15112 | H | Pittsburgh
[9 empty] | 15116 | H | Pittsburgh
[9 empty] | 15120 | H | Pittsburgh
[9 empty] | 15122 | H | Pittsburgh
[9 empty] | 15123 | H | Pittsburgh
[9 empty] | 15126 | H | Pittsburgh
[9 empty] | 15127 | H | Pittsburgh
[9 empty] | 15129 | H | Pittsburgh
[9 empty] | 15130 | H | Pittsburgh
[9 empty] | 15131 | H | Pittsburgh
[9 empty] | 15132 | H | Pittsburgh
[9 empty] | 15133 | H | Pittsburgh
[9 empty] | 15134 | H | Pittsburgh
[9 empty] | 15135 | H | Pittsburgh
[9 empty] | 15136 | H | Pittsburgh
[9 empty] | 15137 | H | Pittsburgh
[9 empty] | 15139 | H | Pittsburgh
[9 empty] | 15140 | H | Pittsburgh
[9 empty] | 15142 | H | Pittsburgh
[9 empty] | 15143 | H | Pittsburgh
[9 empty] | 15144 | H | Pittsburgh
[9 empty] | 15145 | H | Pittsburgh
[9 empty] | 15146 | H | Pittsburgh
[9 empty] | 15147 | H | Pittsburgh
[9 empty] | 15148 | H | Pittsburgh
[9 empty] | 15189 | H | Pittsburgh
[9 empty] | 15201 | H | Pittsburgh
[9 empty] | 15202 | H | Pittsburgh
[9 empty] | 15203 | H | Pittsburgh
[9 empty] | 15204 | H | Pittsburgh
[9 empty] | 15205 | H | Pittsburgh
[9 empty] | 15206 | H | Pittsburgh
[9 empty] | 15207 | H | Pittsburgh
[9 empty] | 15208 | H | Pittsburgh
[9 empty] | 15209 | H | Pittsburgh
[9 empty] | 15210 | H | Pittsburgh
[9 empty] | 15211 | H | Pittsburgh
[9 empty] | 15212 | H | Pittsburgh
[9 empty] | 15213 | H | Pittsburgh
[9 empty] | 15214 | H | Pittsburgh
[9 empty] | 15215 | H | Pittsburgh
[9 empty] | 15216 | H | Pittsburgh
[9 empty] | 15217 | H | Pittsburgh
[9 empty] | 15218 | H | Pittsburgh
[9 empty] | 15219 | H | Pittsburgh
[9 empty] | 15220 | H | Pittsburgh
[9 empty] | 15221 | H | Pittsburgh
[9 empty] | 15222 | H | Pittsburgh
[9 empty] | 15223 | H | Pittsburgh
[9 empty] | 15224 | H | Pittsburgh
[9 empty] | 15225 | H | Pittsburgh
[9 empty] | 15226 | H | Pittsburgh
[9 empty] | 15227 | H | Pittsburgh
[9 empty] | 15228 | H | Pittsburgh
[9 empty] | 15229 | H | Pittsburgh
[9 empty] | 15230 | H | Pittsburgh
[9 empty] | 15231 | H | Pittsburgh
[9 empty] | 15232 | H | Pittsburgh
[9 empty] | 15233 | H | Pittsburgh
[9 empty] | 15234 | H | Pittsburgh
[9 empty] | 15235 | H | Pittsburgh
[9 empty] | 15236 | H | Pittsburgh
[9 empty] | 15237 | H | Pittsburgh
[9 empty] | 15238 | H | Pittsburgh
[9 empty] | 15239 | H | Pittsburgh
[9 empty] | 15240 | H | Pittsburgh
[9 empty] | 15241 | H | Pittsburgh
[9 empty] | 15242 | H | Pittsburgh
[9 empty] | 15243 | H | Pittsburgh
[9 empty] | 15244 | H | Pittsburgh
[9 empty] | 15250 | H | Pittsburgh
[9 empty] | 15251 | H | Pittsburgh
[9 empty] | 15252 | H | Pittsburgh
[9 empty] | 15253 | H | Pittsburgh
[9 empty] | 15254 | H | Pittsburgh
[9 empty] | 15255 | H | Pittsburgh
[9 empty] | 15257 | H | Pittsburgh
[9 empty] | 15258 | H | Pittsburgh
[9 empty] | 15259 | H | Pittsburgh
[9 empty] | 15260 | H | Pittsburgh
[9 empty] | 15261 | H | Pittsburgh
[9 empty] | 15262 | H | Pittsburgh
[9 empty] | 15263 | H | Pittsburgh
[9 empty] | 15264 | H | Pittsburgh
[9 empty] | 15265 | H | Pittsburgh
[9 empty] | 15267 | H | Pittsburgh
[9 empty] | 15268 | H | Pittsburgh
[9 empty] | 15270 | H | Pittsburgh
[9 empty] | 15272 | H | Pittsburgh
[9 empty] | 15274 | H | Pittsburgh
[9 empty] | 15275 | H | Pittsburgh
[9 empty] | 15276 | H | Pittsburgh
[9 empty] | 15277 | H | Pittsburgh
[9 empty] | 15278 | H | Pittsburgh
[9 empty] | 15279 | H | Pittsburgh
[9 empty] | 15281 | H | Pittsburgh
[9 empty] | 15282 | H | Pittsburgh
[9 empty] | 15283 | H | Pittsburgh
[9 empty] | 15285 | H | Pittsburgh
[9 empty] | 15286 | H | Pittsburgh
[9 empty] | 15290 | H | Pittsburgh
[9 empty] | 15295 | H | Pittsburgh
[9 empty] | 15301 | H | Pittsburgh
[9 empty] | 15310 | H | Pittsburgh
[9 empty] | 15311 | H | Pittsburgh
[9 empty] | 15312 | H | Pittsburgh
[9 empty] | 15313 | H | Pittsburgh
[9 empty] | 15314 | H | Pittsburgh
[9 empty] | 15315 | H | Pittsburgh
[9 empty] | 15316 | H | Pittsburgh
[9 empty] | 15317 | H | Pittsburgh
[9 empty] | 15320 | H | Pittsburgh
[9 empty] | 15321 | H | Pittsburgh
[9 empty] | 15322 | H | Pittsburgh
[9 empty] | 15323 | H | Pittsburgh
[9 empty] | 15324 | H | Pittsburgh
[9 empty] | 15325 | H | Pittsburgh
[9 empty] | 15327 | H | Pittsburgh
[9 empty] | 15329 | H | Pittsburgh
[9 empty] | 15330 | H | Pittsburgh
[9 empty] | 15331 | H | Pittsburgh
[9 empty] | 15332 | H | Pittsburgh
[9 empty] | 15333 | H | Pittsburgh
[9 empty] | 15334 | H | Pittsburgh
[9 empty] | 15336 | H | Pittsburgh
[9 empty] | 15337 | H | Pittsburgh
[9 empty] | 15338 | H | Pittsburgh
[9 empty] | 15339 | H | Pittsburgh
[9 empty] | 15340 | H | Pittsburgh
[9 empty] | 15341 | H | Pittsburgh
[9 empty] | 15342 | H | Pittsburgh
[9 empty] | 15344 | H | Pittsburgh
[9 empty] | 15345 | H | Pittsburgh
[9 empty] | 15346 | H | Pittsburgh
[9 empty] | 15347 | H | Pittsburgh
[9 empty] | 15348 | H | Pittsburgh
[9 empty] | 15349 | H | Pittsburgh
[9 empty] | 15350 | H | Pittsburgh
[9 empty] | 15351 | H | Pittsburgh
[9 empty] | 15352 | H | Pittsburgh
[9 empty] | 15353 | H | Pittsburgh
[9 empty] | 15354 | H | Pittsburgh
[9 empty] | 15357 | H | Pittsburgh
[9 empty] | 15358 | H | Pittsburgh
[9 empty] | 15359 | H | Pittsburgh
[9 empty] | 15360 | H | Pittsburgh
[9 empty] | 15361 | H | Pittsburgh
[9 empty] | 15362 | H | Pittsburgh
[9 empty] | 15363 | H | Pittsburgh
[9 empty] | 15364 | H | Pittsburgh
[9 empty] | 15365 | H | Pittsburgh
[9 empty] | 15366 | H | Pittsburgh
[9 empty] | 15367 | H | Pittsburgh
[9 empty] | 15368 | H | Pittsburgh
[9 empty] | 15370 | H | Pittsburgh
[9 empty] | 15376 | H | Pittsburgh
[9 empty] | 15377 | H | Pittsburgh
[9 empty] | 15378 | H | Pittsburgh
[9 empty] | 15379 | H | Pittsburgh
[9 empty] | 15380 | H | Pittsburgh
[9 empty] | 15401 | H | Pittsburgh
[9 empty] | 15410 | H | Pittsburgh
[9 empty] | 15411 | H | Pittsburgh
[9 empty] | 15412 | H | Pittsburgh
[9 empty] | 15413 | H | Pittsburgh
[9 empty] | 15415 | H | Pittsburgh
[9 empty] | 15416 | H | Pittsburgh
[9 empty] | 15417 | H | Pittsburgh
[9 empty] | 15419 | H | Pittsburgh
[9 empty] | 15420 | H | Pittsburgh
[9 empty] | 15421 | H | Pittsburgh
[9 empty] | 15422 | H | Pittsburgh
[9 empty] | 15423 | H | Pittsburgh
[9 empty] | 15424 | H | Pittsburgh
[9 empty] | 15425 | H | Pittsburgh
[9 empty] | 15427 | H | Pittsburgh
[9 empty] | 15428 | H | Pittsburgh
[9 empty] | 15429 | H | Pittsburgh
[9 empty] | 15430 | H | Pittsburgh
[9 empty] | 15431 | H | Pittsburgh
[9 empty] | 15432 | H | Pittsburgh
[9 empty] | 15433 | H | Pittsburgh
[9 empty] | 15434 | H | Pittsburgh
[9 empty] | 15435 | H | Pittsburgh
[9 empty] | 15436 | H | Pittsburgh
[9 empty] | 15437 | H | Pittsburgh
[9 empty] | 15438 | H | Pittsburgh
[9 empty] | 15439 | H | Pittsburgh
[9 empty] | 15440 | H | Pittsburgh
[9 empty] | 15442 | H | Pittsburgh
[9 empty] | 15443 | H | Pittsburgh
[9 empty] | 15444 | H | Pittsburgh
[9 empty] | 15445 | H | Pittsburgh
[9 empty] | 15446 | H | Pittsburgh
[9 empty] | 15447 | H | Pittsburgh
[9 empty] | 15448 | H | Pittsburgh
[9 empty] | 15449 | H | Pittsburgh
[9 empty] | 15450 | H | Pittsburgh
[9 empty] | 15451 | H | Pittsburgh
[9 empty] | 15454 | H | Pittsburgh
[9 empty] | 15455 | H | Pittsburgh
[9 empty] | 15456 | H | Pittsburgh
[9 empty] | 15458 | H | Pittsburgh
[9 empty] | 15459 | H | Pittsburgh
[9 empty] | 15460 | H | Pittsburgh
[9 empty] | 15461 | H | Pittsburgh
[9 empty] | 15462 | H | Pittsburgh
[9 empty] | 15463 | H | Pittsburgh
[9 empty] | 15464 | H | Pittsburgh
[9 empty] | 15465 | H | Pittsburgh
[9 empty] | 15466 | H | Pittsburgh
[9 empty] | 15467 | H | Pittsburgh
[9 empty] | 15468 | H | Pittsburgh
[9 empty] | 15469 | H | Pittsburgh
[9 empty] | 15470 | H | Pittsburgh
[9 empty] | 15472 | H | Pittsburgh
[9 empty] | 15473 | H | Pittsburgh
[9 empty] | 15474 | H | Pittsburgh
[9 empty] | 15475 | H | Pittsburgh
[9 empty] | 15476 | H | Pittsburgh
[9 empty] | 15477 | H | Pittsburgh
[9 empty] | 15478 | H | Pittsburgh
[9 empty] | 15479 | H | Pittsburgh
[9 empty] | 15480 | H | Pittsburgh
[9 empty] | 15482 | H | Pittsburgh
[9 empty] | 15483 | H | Pittsburgh
[9 empty] | 15484 | H | Pittsburgh
[9 empty] | 15485 | H | Pittsburgh
[9 empty] | 15486 | H | Pittsburgh
[9 empty] | 15488 | H | Pittsburgh
[9 empty] | 15489 | H | Pittsburgh
[9 empty] | 15490 | H | Pittsburgh
[9 empty] | 15492 | H | Pittsburgh
[9 empty] | 15501 | H | Pittsburgh
[9 empty] | 15502 | H | Pittsburgh
[9 empty] | 15510 | H | Pittsburgh
[9 empty] | 15520 | H | Pittsburgh
[9 empty] | 15521 | H | Pittsburgh
[9 empty] | 15522 | H | Pittsburgh
[9 empty] | 15530 | H | Pittsburgh
[9 empty] | 15531 | H | Pittsburgh
[9 empty] | 15532 | H | Pittsburgh
[9 empty] | 15533 | H | Pittsburgh
[9 empty] | 15534 | H | Pittsburgh
[9 empty] | 15535 | H | Pittsburgh
[9 empty] | 15536 | E | Harrisburg
[9 empty] | 15537 | H | Pittsburgh
[9 empty] | 15538 | H | Pittsburgh
[9 empty] | 15539 | H | Pittsburgh
[9 empty] | 15540 | H | Pittsburgh
[9 empty] | 15541 | H | Pittsburgh
[9 empty] | 15542 | H | Pittsburgh
[9 empty] | 15544 | H | Pittsburgh
[9 empty] | 15545 | H | Pittsburgh
[9 empty] | 15546 | H | Pittsburgh
[9 empty] | 15547 | H | Pittsburgh
[9 empty] | 15548 | H | Pittsburgh
[9 empty] | 15549 | H | Pittsburgh
[9 empty] | 15550 | H | Pittsburgh
[9 empty] | 15551 | H | Pittsburgh
[9 empty] | 15552 | H | Pittsburgh
[9 empty] | 15553 | H | Pittsburgh
[9 empty] | 15554 | H | Pittsburgh
[9 empty] | 15555 | H | Pittsburgh
[9 empty] | 15557 | H | Pittsburgh
[9 empty] | 15558 | H | Pittsburgh
[9 empty] | 15559 | H | Pittsburgh
[9 empty] | 15560 | H | Pittsburgh
[9 empty] | 15561 | H | Pittsburgh
[9 empty] | 15562 | H | Pittsburgh
[9 empty] | 15563 | H | Pittsburgh
[9 empty] | 15564 | H | Pittsburgh
[9 empty] | 15565 | H | Pittsburgh
[9 empty] | 15601 | H | Pittsburgh
[9 empty] | 15605 | H | Pittsburgh
[9 empty] | 15606 | H | Pittsburgh
[9 empty] | 15610 | H | Pittsburgh
[9 empty] | 15611 | H | Pittsburgh
[9 empty] | 15612 | H | Pittsburgh
[9 empty] | 15613 | H | Pittsburgh
[9 empty] | 15615 | H | Pittsburgh
[9 empty] | 15616 | H | Pittsburgh
[9 empty] | 15617 | H | Pittsburgh
[9 empty] | 15618 | H | Pittsburgh
[9 empty] | 15619 | H | Pittsburgh
[9 empty] | 15620 | H | Pittsburgh
[9 empty] | 15621 | H | Pittsburgh
[9 empty] | 15622 | H | Pittsburgh
[9 empty] | 15623 | H | Pittsburgh
[9 empty] | 15624 | H | Pittsburgh
[9 empty] | 15625 | H | Pittsburgh
[9 empty] | 15626 | H | Pittsburgh
[9 empty] | 15627 | H | Pittsburgh
[9 empty] | 15628 | H | Pittsburgh
[9 empty] | 15629 | H | Pittsburgh
[9 empty] | 15631 | H | Pittsburgh
[9 empty] | 15632 | H | Pittsburgh
[9 empty] | 15633 | H | Pittsburgh
[9 empty] | 15634 | H | Pittsburgh
[9 empty] | 15635 | H | Pittsburgh
[9 empty] | 15636 | H | Pittsburgh
[9 empty] | 15637 | H | Pittsburgh
[9 empty] | 15638 | H | Pittsburgh
[9 empty] | 15639 | H | Pittsburgh
[9 empty] | 15640 | H | Pittsburgh
[9 empty] | 15641 | H | Pittsburgh
[9 empty] | 15642 | H | Pittsburgh
[9 empty] | 15644 | H | Pittsburgh
[9 empty] | 15646 | H | Pittsburgh
[9 empty] | 15647 | H | Pittsburgh
[9 empty] | 15650 | H | Pittsburgh
[9 empty] | 15655 | H | Pittsburgh
[9 empty] | 15656 | H | Pittsburgh
[9 empty] | 15658 | H | Pittsburgh
[9 empty] | 15660 | H | Pittsburgh
[9 empty] | 15661 | H | Pittsburgh
[9 empty] | 15662 | H | Pittsburgh
[9 empty] | 15663 | H | Pittsburgh
[9 empty] | 15664 | H | Pittsburgh
[9 empty] | 15665 | H | Pittsburgh
[9 empty] | 15666 | H | Pittsburgh
[9 empty] | 15668 | H | Pittsburgh
[9 empty] | 15670 | H | Pittsburgh
[9 empty] | 15671 | H | Pittsburgh
[9 empty] | 15672 | H | Pittsburgh
[9 empty] | 15673 | H | Pittsburgh
[9 empty] | 15674 | H | Pittsburgh
[9 empty] | 15675 | H | Pittsburgh
[9 empty] | 15676 | H | Pittsburgh
[9 empty] | 15677 | H | Pittsburgh
[9 empty] | 15678 | H | Pittsburgh
[9 empty] | 15679 | H | Pittsburgh
[9 empty] | 15680 | H | Pittsburgh
[9 empty] | 15681 | H | Pittsburgh
[9 empty] | 15682 | H | Pittsburgh
[9 empty] | 15683 | H | Pittsburgh
[9 empty] | 15684 | H | Pittsburgh
[9 empty] | 15685 | H | Pittsburgh
[9 empty] | 15686 | H | Pittsburgh
[9 empty] | 15687 | H | Pittsburgh
[9 empty] | 15688 | H | Pittsburgh
[9 empty] | 15689 | H | Pittsburgh
[9 empty] | 15690 | H | Pittsburgh
[9 empty] | 15691 | H | Pittsburgh
[9 empty] | 15692 | H | Pittsburgh
[9 empty] | 15693 | H | Pittsburgh
[9 empty] | 15695 | H | Pittsburgh
[9 empty] | 15696 | H | Pittsburgh
[9 empty] | 15697 | H | Pittsburgh
[9 empty] | 15698 | H | Pittsburgh
[9 empty] | 15701 | H | Pittsburgh
[9 empty] | 15705 | H | Pittsburgh
[9 empty] | 15710 | H | Pittsburgh
[9 empty] | 15711 | I | Erie
[9 empty] | 15712 | H | Pittsburgh
[9 empty] | 15713 | H | Pittsburgh
[9 empty] | 15714 | H | Pittsburgh
[9 empty] | 15715 | I | Erie
[9 empty] | 15716 | H | Pittsburgh
[9 empty] | 15717 | H | Pittsburgh
[9 empty] | 15720 | H | Pittsburgh
[9 empty] | 15721 | G | Bradford
[9 empty] | 15722 | H | Pittsburgh
[9 empty] | 15723 | H | Pittsburgh
[9 empty] | 15724 | H | Pittsburgh
[9 empty] | 15725 | H | Pittsburgh
[9 empty] | 15727 | H | Pittsburgh
[9 empty] | 15728 | H | Pittsburgh
[9 empty] | 15729 | H | Pittsburgh
[9 empty] | 15730 | I | Erie
[9 empty] | 15731 | H | Pittsburgh
[9 empty] | 15732 | H | Pittsburgh
[9 empty] | 15733 | I | Erie
[9 empty] | 15734 | H | Pittsburgh
[9 empty] | 15736 | H | Pittsburgh
[9 empty] | 15737 | H | Pittsburgh
[9 empty] | 15738 | H | Pittsburgh
[9 empty] | 15739 | H | Pittsburgh
[9 empty] | 15740 | I | Erie
[9 empty] | 15741 | H | Pittsburgh
[9 empty] | 15742 | H | Pittsburgh
[9 empty] | 15744 | I | Erie
[9 empty] | 15745 | H | Pittsburgh
[9 empty] | 15746 | H | Pittsburgh
[9 empty] | 15747 | H | Pittsburgh
[9 empty] | 15748 | H | Pittsburgh
[9 empty] | 15750 | H | Pittsburgh
[9 empty] | 15752 | H | Pittsburgh
[9 empty] | 15753 | G | Bradford
[9 empty] | 15754 | H | Pittsburgh
[9 empty] | 15756 | H | Pittsburgh
[9 empty] | 15757 | G | Bradford
[9 empty] | 15758 | H | Pittsburgh
[9 empty] | 15759 | H | Pittsburgh
[9 empty] | 15760 | H | Pittsburgh
[9 empty] | 15761 | H | Pittsburgh
[9 empty] | 15762 | H | Pittsburgh
[9 empty] | 15763 | H | Pittsburgh
[9 empty] | 15764 | I | Erie
[9 empty] | 15765 | H | Pittsburgh
[9 empty] | 15767 | I | Erie
[9 empty] | 15770 | I | Erie
[9 empty] | 15771 | H | Pittsburgh
[9 empty] | 15772 | H | Pittsburgh
[9 empty] | 15773 | H | Pittsburgh
[9 empty] | 15774 | H | Pittsburgh
[9 empty] | 15775 | H | Pittsburgh
[9 empty] | 15776 | I | Erie
[9 empty] | 15777 | H | Pittsburgh
[9 empty] | 15778 | I | Erie
[9 empty] | 15779 | H | Pittsburgh
[9 empty] | 15780 | I | Erie
[9 empty] | 15781 | I | Erie
[9 empty] | 15783 | H | Pittsburgh
[9 empty] | 15784 | I | Erie
[9 empty] | 15801 | G | Bradford
[9 empty] | 15821 | G | Bradford
[9 empty] | 15822 | G | Bradford
[9 empty] | 15823 | G | Bradford
[9 empty] | 15824 | I | Erie
[9 empty] | 15825 | I | Erie
[9 empty] | 15827 | G | Bradford
[9 empty] | 15828 | I | Erie
[9 empty] | 15829 | I | Erie
[9 empty] | 15831 | G | Bradford
[9 empty] | 15832 | G | Bradford
[9 empty] | 15834 | G | Bradford
[9 empty] | 15840 | I | Erie
[9 empty] | 15841 | G | Bradford
[9 empty] | 15845 | G | Bradford
[9 empty] | 15846 | G | Bradford
[9 empty] | 15847 | I | Erie
[9 empty] | 15848 | G | Bradford
[9 empty] | 15849 | G | Bradford
[9 empty] | 15851 | I | Erie
[9 empty] | 15853 | G | Bradford
[9 empty] | 15856 | G | Bradford
[9 empty] | 15857 | G | Bradford
[9 empty] | 15860 | I | Erie
[9 empty] | 15861 | G | Bradford
[9 empty] | 15863 | I | Erie
[9 empty] | 15864 | I | Erie
[9 empty] | 15865 | I | Erie
[9 empty] | 15866 | G | Bradford
[9 empty] | 15868 | G | Bradford
[9 empty] | 15870 | G | Bradford
[9 empty] | 15901 | H | Pittsburgh
[9 empty] | 15902 | H | Pittsburgh
[9 empty] | 15904 | H | Pittsburgh
[9 empty] | 15905 | H | Pittsburgh
[9 empty] | 15906 | H | Pittsburgh
[9 empty] | 15907 | H | Pittsburgh
[9 empty] | 15909 | H | Pittsburgh
[9 empty] | 15915 | H | Pittsburgh
[9 empty] | 15920 | H | Pittsburgh
[9 empty] | 15921 | H | Pittsburgh
[9 empty] | 15922 | H | Pittsburgh
[9 empty] | 15923 | H | Pittsburgh
[9 empty] | 15924 | H | Pittsburgh
[9 empty] | 15925 | H | Pittsburgh
[9 empty] | 15926 | H | Pittsburgh
[9 empty] | 15927 | H | Pittsburgh
[9 empty] | 15928 | H | Pittsburgh
[9 empty] | 15929 | H | Pittsburgh
[9 empty] | 15930 | H | Pittsburgh
[9 empty] | 15931 | H | Pittsburgh
[9 empty] | 15934 | H | Pittsburgh
[9 empty] | 15935 | H | Pittsburgh
[9 empty] | 15936 | H | Pittsburgh
[9 empty] | 15937 | H | Pittsburgh
[9 empty] | 15938 | H | Pittsburgh
[9 empty] | 15940 | H | Pittsburgh
[9 empty] | 15942 | H | Pittsburgh
[9 empty] | 15943 | H | Pittsburgh
[9 empty] | 15944 | H | Pittsburgh
[9 empty] | 15945 | H | Pittsburgh
[9 empty] | 15946 | H | Pittsburgh
[9 empty] | 15948 | H | Pittsburgh
[9 empty] | 15949 | H | Pittsburgh
[9 empty] | 15951 | H | Pittsburgh
[9 empty] | 15952 | H | Pittsburgh
[9 empty] | 15953 | H | Pittsburgh
[9 empty] | 15954 | H | Pittsburgh
[9 empty] | 15955 | H | Pittsburgh
[9 empty] | 15956 | H | Pittsburgh
[9 empty] | 15957 | H | Pittsburgh
[9 empty] | 15958 | H | Pittsburgh
[9 empty] | 15959 | H | Pittsburgh
[9 empty] | 15960 | H | Pittsburgh
[9 empty] | 15961 | H | Pittsburgh
[9 empty] | 15962 | H | Pittsburgh
[9 empty] | 15963 | H | Pittsburgh
[9 empty] | 16001 | H | Pittsburgh
[9 empty] | 16002 | H | Pittsburgh
[9 empty] | 16003 | H | Pittsburgh
[9 empty] | 16016 | H | Pittsburgh
[9 empty] | 16017 | H | Pittsburgh
[9 empty] | 16018 | H | Pittsburgh
[9 empty] | 16020 | H | Pittsburgh
[9 empty] | 16021 | H | Pittsburgh
[9 empty] | 16022 | H | Pittsburgh
[9 empty] | 16023 | H | Pittsburgh
[9 empty] | 16024 | H | Pittsburgh
[9 empty] | 16025 | H | Pittsburgh
[9 empty] | 16027 | H | Pittsburgh
[9 empty] | 16028 | H | Pittsburgh
[9 empty] | 16029 | H | Pittsburgh
[9 empty] | 16030 | H | Pittsburgh
[9 empty] | 16033 | H | Pittsburgh
[9 empty] | 16034 | H | Pittsburgh
[9 empty] | 16035 | H | Pittsburgh
[9 empty] | 16036 | I | Erie
[9 empty] | 16037 | H | Pittsburgh
[9 empty] | 16038 | H | Pittsburgh
[9 empty] | 16039 | H | Pittsburgh
[9 empty] | 16040 | H | Pittsburgh
[9 empty] | 16041 | H | Pittsburgh
[9 empty] | 16045 | H | Pittsburgh
[9 empty] | 16046 | H | Pittsburgh
[9 empty] | 16048 | H | Pittsburgh
[9 empty] | 16049 | H | Pittsburgh
[9 empty] | 16050 | H | Pittsburgh
[9 empty] | 16051 | H | Pittsburgh
[9 empty] | 16052 | H | Pittsburgh
[9 empty] | 16053 | H | Pittsburgh
[9 empty] | 16054 | I | Erie
[9 empty] | 16055 | H | Pittsburgh
[9 empty] | 16056 | H | Pittsburgh
[9 empty] | 16057 | H | Pittsburgh
[9 empty] | 16058 | H | Pittsburgh
[9 empty] | 16059 | H | Pittsburgh
[9 empty] | 16061 | H | Pittsburgh
[9 empty] | 16063 | H | Pittsburgh
[9 empty] | 16066 | H | Pittsburgh
[9 empty] | 16101 | H | Pittsburgh
[9 empty] | 16102 | H | Pittsburgh
[9 empty] | 16103 | H | Pittsburgh
[9 empty] | 16105 | H | Pittsburgh
[9 empty] | 16107 | H | Pittsburgh
[9 empty] | 16108 | H | Pittsburgh
[9 empty] | 16110 | I | Erie
[9 empty] | 16111 | I | Erie
[9 empty] | 16112 | H | Pittsburgh
[9 empty] | 16113 | I | Erie
[9 empty] | 16114 | I | Erie
[9 empty] | 16115 | H | Pittsburgh
[9 empty] | 16116 | H | Pittsburgh
[9 empty] | 16117 | H | Pittsburgh
[9 empty] | 16120 | H | Pittsburgh
[9 empty] | 16121 | I | Erie
[9 empty] | 16123 | H | Pittsburgh
[9 empty] | 16124 | I | Erie
[9 empty] | 16125 | I | Erie
[9 empty] | 16127 | I | Erie
[9 empty] | 16130 | I | Erie
[9 empty] | 16131 | I | Erie
[9 empty] | 16132 | H | Pittsburgh
[9 empty] | 16133 | I | Erie
[9 empty] | 16134 | I | Erie
[9 empty] | 16136 | H | Pittsburgh
[9 empty] | 16137 | I | Erie
[9 empty] | 16140 | H | Pittsburgh
[9 empty] | 16141 | H | Pittsburgh
[9 empty] | 16142 | H | Pittsburgh
[9 empty] | 16143 | H | Pittsburgh
[9 empty] | 16145 | I | Erie
[9 empty] | 16146 | I | Erie
[9 empty] | 16148 | I | Erie
[9 empty] | 16150 | I | Erie
[9 empty] | 16151 | I | Erie
[9 empty] | 16153 | I | Erie
[9 empty] | 16154 | I | Erie
[9 empty] | 16155 | H | Pittsburgh
[9 empty] | 16156 | H | Pittsburgh
[9 empty] | 16157 | H | Pittsburgh
[9 empty] | 16159 | I | Erie
[9 empty] | 16160 | H | Pittsburgh
[9 empty] | 16161 | I | Erie
[9 empty] | 16172 | H | Pittsburgh
[9 empty] | 16201 | H | Pittsburgh
[9 empty] | 16210 | H | Pittsburgh
[9 empty] | 16211 | H | Pittsburgh
[9 empty] | 16212 | H | Pittsburgh
[9 empty] | 16213 | I | Erie
[9 empty] | 16214 | I | Erie
[9 empty] | 16215 | H | Pittsburgh
[9 empty] | 16217 | I | Erie
[9 empty] | 16218 | H | Pittsburgh
[9 empty] | 16220 | I | Erie
[9 empty] | 16221 | I | Erie
[9 empty] | 16222 | H | Pittsburgh
[9 empty] | 16223 | H | Pittsburgh
[9 empty] | 16224 | I | Erie
[9 empty] | 16225 | I | Erie
[9 empty] | 16226 | H | Pittsburgh
[9 empty] | 16228 | H | Pittsburgh
[9 empty] | 16229 | H | Pittsburgh
[9 empty] | 16230 | I | Erie
[9 empty] | 16232 | I | Erie
[9 empty] | 16233 | I | Erie
[9 empty] | 16234 | I | Erie
[9 empty] | 16235 | I | Erie
[9 empty] | 16236 | H | Pittsburgh
[9 empty] | 16238 | H | Pittsburgh
[9 empty] | 16239 | I | Erie
[9 empty] | 16240 | I | Erie
[9 empty] | 16242 | I | Erie
[9 empty] | 16244 | H | Pittsburgh
[9 empty] | 16245 | H | Pittsburgh
[9 empty] | 16246 | H | Pittsburgh
[9 empty] | 16248 | I | Erie
[9 empty] | 16249 | H | Pittsburgh
[9 empty] | 16250 | H | Pittsburgh
[9 empty] | 16253 | H | Pittsburgh
[9 empty] | 16254 | I | Erie
[9 empty] | 16255 | I | Erie
[9 empty] | 16256 | H | Pittsburgh
[9 empty] | 16257 | I | Erie
[9 empty] | 16258 | I | Erie
[9 empty] | 16259 | H | Pittsburgh
[9 empty] | 16260 | I | Erie
[9 empty] | 16261 | H | Pittsburgh
[9 empty] | 16262 | H | Pittsburgh
[9 empty] | 16263 | H | Pittsburgh
[9 empty] | 16301 | I | Erie
[9 empty] | 16311 | I | Erie
[9 empty] | 16312 | I | Erie
[9 empty] | 16313 | I | Erie
[9 empty] | 16314 | I | Erie
[9 empty] | 16316 | I | Erie
[9 empty] | 16317 | I | Erie
[9 empty] | 16319 | I | Erie
[9 empty] | 16321 | I | Erie
[9 empty] | 16322 | I | Erie
[9 empty] | 16323 | I | Erie
[9 empty] | 16326 | I | Erie
[9 empty] | 16327 | I | Erie
[9 empty] | 16328 | I | Erie
[9 empty] | 16329 | I | Erie
[9 empty] | 16331 | I | Erie
[9 empty] | 16332 | I | Erie
[9 empty] | 16333 | G | Bradford
[9 empty] | 16334 | I | Erie
[9 empty] | 16335 | I | Erie
[9 empty] | 16340 | I | Erie
[9 empty] | 16341 | I | Erie
[9 empty] | 16342 | I | Erie
[9 empty] | 16343 | I | Erie
[9 empty] | 16344 | I | Erie
[9 empty] | 16345 | I | Erie
[9 empty] | 16346 | I | Erie
[9 empty] | 16347 | I | Erie
[9 empty] | 16350 | I | Erie
[9 empty] | 16351 | I | Erie
[9 empty] | 16352 | I | Erie
[9 empty] | 16353 | I | Erie
[9 empty] | 16354 | I | Erie
[9 empty] | 16360 | I | Erie
[9 empty] | 16361 | I | Erie
[9 empty] | 16362 | I | Erie
[9 empty] | 16364 | I | Erie
[9 empty] | 16365 | I | Erie
[9 empty] | 16366 | I | Erie
[9 empty] | 16367 | I | Erie
[9 empty] | 16368 | I | Erie
[9 empty] | 16369 | I | Erie
[9 empty] | 16370 | I | Erie
[9 empty] | 16371 | I | Erie
[9 empty] | 16372 | I | Erie
[9 empty] | 16373 | I | Erie
[9 empty] | 16374 | I | Erie
[9 empty] | 16375 | I | Erie
[9 empty] | 16388 | I | Erie
[9 empty] | 16401 | I | Erie
[9 empty] | 16402 | I | Erie
[9 empty] | 16403 | I | Erie
[9 empty] | 16404 | I | Erie
[9 empty] | 16405 | I | Erie
[9 empty] | 16406 | I | Erie
[9 empty] | 16407 | I | Erie
[9 empty] | 16410 | I | Erie
[9 empty] | 16411 | I | Erie
[9 empty] | 16412 | I | Erie
[9 empty] | 16413 | I | Erie
[9 empty] | 16415 | I | Erie
[9 empty] | 16416 | I | Erie
[9 empty] | 16417 | I | Erie
[9 empty] | 16420 | I | Erie
[9 empty] | 16421 | I | Erie
[9 empty] | 16422 | I | Erie
[9 empty] | 16423 | I | Erie
[9 empty] | 16424 | I | Erie
[9 empty] | 16426 | I | Erie
[9 empty] | 16427 | I | Erie
[9 empty] | 16428 | I | Erie
[9 empty] | 16430 | I | Erie
[9 empty] | 16432 | I | Erie
[9 empty] | 16433 | I | Erie
[9 empty] | 16434 | I | Erie
[9 empty] | 16435 | I | Erie
[9 empty] | 16436 | I | Erie
[9 empty] | 16438 | I | Erie
[9 empty] | 16440 | I | Erie
[9 empty] | 16441 | I | Erie
[9 empty] | 16442 | I | Erie
[9 empty] | 16443 | I | Erie
[9 empty] | 16444 | I | Erie
[9 empty] | 16475 | I | Erie
[9 empty] | 16501 | I | Erie
[9 empty] | 16502 | I | Erie
[9 empty] | 16503 | I | Erie
[9 empty] | 16504 | I | Erie
[9 empty] | 16505 | I | Erie
[9 empty] | 16506 | I | Erie
[9 empty] | 16507 | I | Erie
[9 empty] | 16508 | I | Erie
[9 empty] | 16509 | I | Erie
[9 empty] | 16510 | I | Erie
[9 empty] | 16511 | I | Erie
[9 empty] | 16512 | I | Erie
[9 empty] | 16514 | I | Erie
[9 empty] | 16515 | I | Erie
[9 empty] | 16522 | I | Erie
[9 empty] | 16530 | I | Erie
[9 empty] | 16531 | I | Erie
[9 empty] | 16532 | I | Erie
[9 empty] | 16533 | I | Erie
[9 empty] | 16534 | I | Erie
[9 empty] | 16538 | I | Erie
[9 empty] | 16541 | I | Erie
[9 empty] | 16544 | I | Erie
[9 empty] | 16546 | I | Erie
[9 empty] | 16550 | I | Erie
[9 empty] | 16553 | I | Erie
[9 empty] | 16554 | I | Erie
[9 empty] | 16563 | I | Erie
[9 empty] | 16565 | I | Erie
[9 empty] | 16601 | H | Pittsburgh
[9 empty] | 16602 | H | Pittsburgh
[9 empty] | 16603 | H | Pittsburgh
[9 empty] | 16611 | F | Williamsport
[9 empty] | 16613 | H | Pittsburgh
[9 empty] | 16616 | G | Bradford
[9 empty] | 16617 | H | Pittsburgh
[9 empty] | 16619 | H | Pittsburgh
[9 empty] | 16620 | G | Bradford
[9 empty] | 16621 | F | Williamsport
[9 empty] | 16622 | F | Williamsport
[9 empty] | 16623 | F | Williamsport
[9 empty] | 16624 | H | Pittsburgh
[9 empty] | 16625 | H | Pittsburgh
[9 empty] | 16627 | G | Bradford
[9 empty] | 16629 | H | Pittsburgh
[9 empty] | 16630 | H | Pittsburgh
[9 empty] | 16631 | H | Pittsburgh
[9 empty] | 16633 | H | Pittsburgh
[9 empty] | 16634 | F | Williamsport
[9 empty] | 16635 | H | Pittsburgh
[9 empty] | 16636 | H | Pittsburgh
[9 empty] | 16637 | H | Pittsburgh
[9 empty] | 16638 | F | Williamsport
[9 empty] | 16639 | H | Pittsburgh
[9 empty] | 16640 | H | Pittsburgh
[9 empty] | 16641 | H | Pittsburgh
[9 empty] | 16644 | H | Pittsburgh
[9 empty] | 16645 | G | Bradford
[9 empty] | 16646 | H | Pittsburgh
[9 empty] | 16647 | F | Williamsport
[9 empty] | 16648 | H | Pittsburgh
[9 empty] | 16650 | H | Pittsburgh
[9 empty] | 16651 | G | Bradford
[9 empty] | 16652 | F | Williamsport
[9 empty] | 16654 | F | Williamsport
[9 empty] | 16655 | H | Pittsburgh
[9 empty] | 16656 | G | Bradford
[9 empty] | 16657 | F | Williamsport
[9 empty] | 16659 | H | Pittsburgh
[9 empty] | 16660 | H | Pittsburgh
[9 empty] | 16661 | G | Bradford
[9 empty] | 16662 | H | Pittsburgh
[9 empty] | 16663 | G | Bradford
[9 empty] | 16664 | H | Pittsburgh
[9 empty] | 16665 | H | Pittsburgh
[9 empty] | 16666 | G | Bradford
[9 empty] | 16667 | H | Pittsburgh
[9 empty] | 16668 | H | Pittsburgh
[9 empty] | 16669 | F | Williamsport
[9 empty] | 16670 | H | Pittsburgh
[9 empty] | 16671 | G | Bradford
[9 empty] | 16672 | H | Pittsburgh
[9 empty] | 16673 | H | Pittsburgh
[9 empty] | 16674 | F | Williamsport
[9 empty] | 16675 | H | Pittsburgh
[9 empty] | 16677 | F | Williamsport
[9 empty] | 16678 | H | Pittsburgh
[9 empty] | 16679 | H | Pittsburgh
[9 empty] | 16680 | G | Bradford
[9 empty] | 16681 | G | Bradford
[9 empty] | 16682 | H | Pittsburgh
[9 empty] | 16683 | F | Williamsport
[9 empty] | 16684 | G | Bradford
[9 empty] | 16685 | F | Williamsport
[9 empty] | 16686 | H | Pittsburgh
[9 empty] | 16689 | E | Harrisburg
[9 empty] | 16691 | E | Harrisburg
[9 empty] | 16692 | G | Bradford
[9 empty] | 16693 | H | Pittsburgh
[9 empty] | 16694 | F | Williamsport
[9 empty] | 16695 | H | Pittsburgh
[9 empty] | 16698 | G | Bradford
[9 empty] | 16699 | H | Pittsburgh
[9 empty] | 16701 | G | Bradford
[9 empty] | 16720 | G | Bradford
[9 empty] | 16724 | G | Bradford
[9 empty] | 16725 | G | Bradford
[9 empty] | 16726 | G | Bradford
[9 empty] | 16727 | G | Bradford
[9 empty] | 16728 | G | Bradford
[9 empty] | 16729 | G | Bradford
[9 empty] | 16730 | G | Bradford
[9 empty] | 16731 | G | Bradford
[9 empty] | 16732 | G | Bradford
[9 empty] | 16733 | G | Bradford
[9 empty] | 16734 | G | Bradford
[9 empty] | 16735 | G | Bradford
[9 empty] | 16738 | G | Bradford
[9 empty] | 16740 | G | Bradford
[9 empty] | 16743 | G | Bradford
[9 empty] | 16744 | G | Bradford
[9 empty] | 16745 | G | Bradford
[9 empty] | 16746 | G | Bradford
[9 empty] | 16748 | G | Bradford
[9 empty] | 16749 | G | Bradford
[9 empty] | 16750 | G | Bradford
[9 empty] | 16801 | F | Williamsport
[9 empty] | 16802 | F | Williamsport
[9 empty] | 16803 | F | Williamsport
[9 empty] | 16804 | F | Williamsport
[9 empty] | 16805 | F | Williamsport
[9 empty] | 16820 | F | Williamsport
[9 empty] | 16821 | G | Bradford
[9 empty] | 16822 | F | Williamsport
[9 empty] | 16823 | F | Williamsport
[9 empty] | 16825 | G | Bradford
[9 empty] | 16826 | F | Williamsport
[9 empty] | 16827 | F | Williamsport
[9 empty] | 16828 | F | Williamsport
[9 empty] | 16829 | F | Williamsport
[9 empty] | 16830 | G | Bradford
[9 empty] | 16832 | F | Williamsport
[9 empty] | 16833 | G | Bradford
[9 empty] | 16834 | G | Bradford
[9 empty] | 16835 | F | Williamsport
[9 empty] | 16836 | G | Bradford
[9 empty] | 16837 | G | Bradford
[9 empty] | 16838 | G | Bradford
[9 empty] | 16839 | G | Bradford
[9 empty] | 16840 | G | Bradford
[9 empty] | 16841 | F | Williamsport
[9 empty] | 16843 | G | Bradford
[9 empty] | 16844 | F | Williamsport
[9 empty] | 16845 | G | Bradford
[9 empty] | 16847 | G | Bradford
[9 empty] | 16848 | F | Williamsport
[9 empty] | 16849 | G | Bradford
[9 empty] | 16850 | G | Bradford
[9 empty] | 16851 | F | Williamsport
[9 empty] | 16852 | F | Williamsport
[9 empty] | 16853 | F | Williamsport
[9 empty] | 16854 | F | Williamsport
[9 empty] | 16855 | G | Bradford
[9 empty] | 16856 | G | Bradford
[9 empty] | 16858 | G | Bradford
[9 empty] | 16859 | F | Williamsport
[9 empty] | 16860 | F | Williamsport
[9 empty] | 16861 | G | Bradford
[9 empty] | 16863 | G | Bradford
[9 empty] | 16864 | G | Bradford
[9 empty] | 16865 | F | Williamsport
[9 empty] | 16866 | F | Williamsport
[9 empty] | 16868 | F | Williamsport
[9 empty] | 16870 | F | Williamsport
[9 empty] | 16871 | F | Williamsport
[9 empty] | 16872 | F | Williamsport
[9 empty] | 16873 | G | Bradford
[9 empty] | 16874 | F | Williamsport
[9 empty] | 16875 | F | Williamsport
[9 empty] | 16876 | G | Bradford
[9 empty] | 16877 | F | Williamsport
[9 empty] | 16878 | G | Bradford
[9 empty] | 16879 | G | Bradford
[9 empty] | 16881 | G | Bradford
[9 empty] | 16882 | F | Williamsport
[9 empty] | 16901 | G | Bradford
[9 empty] | 16910 | B | Scranton
[9 empty] | 16911 | G | Bradford
[9 empty] | 16912 | G | Bradford
[9 empty] | 16914 | B | Scranton
[9 empty] | 16915 | G | Bradford
[9 empty] | 16917 | G | Bradford
[9 empty] | 16918 | G | Bradford
[9 empty] | 16920 | G | Bradford
[9 empty] | 16921 | G | Bradford
[9 empty] | 16922 | G | Bradford
[9 empty] | 16923 | G | Bradford
[9 empty] | 16925 | B | Scranton
[9 empty] | 16926 | B | Scranton
[9 empty] | 16927 | G | Bradford
[9 empty] | 16928 | G | Bradford
[9 empty] | 16929 | G | Bradford
[9 empty] | 16930 | G | Bradford
[9 empty] | 16932 | G | Bradford
[9 empty] | 16933 | G | Bradford
[9 empty] | 16935 | G | Bradford
[9 empty] | 16936 | G | Bradford
[9 empty] | 16937 | G | Bradford
[9 empty] | 16938 | G | Bradford
[9 empty] | 16939 | G | Bradford
[9 empty] | 16940 | G | Bradford
[9 empty] | 16941 | G | Bradford
[9 empty] | 16942 | G | Bradford
[9 empty] | 16943 | G | Bradford
[9 empty] | 16945 | B | Scranton
[9 empty] | 16946 | G | Bradford
[9 empty] | 16947 | B | Scranton
[9 empty] | 16948 | G | Bradford
[9 empty] | 16950 | G | Bradford
[9 empty] | 17001 | E | Harrisburg
[9 empty] | 17002 | F | Williamsport
[9 empty] | 17003 | D | Philadelphia
[9 empty] | 17004 | F | Williamsport
[9 empty] | 17005 | F | Williamsport
[9 empty] | 17006 | F | Williamsport
[9 empty] | 17007 | E | Harrisburg
[9 empty] | 17008 | E | Harrisburg
[9 empty] | 17009 | F | Williamsport
[9 empty] | 17010 | D | Philadelphia
[9 empty] | 17011 | E | Harrisburg
[9 empty] | 17012 | E | Harrisburg
[9 empty] | 17013 | E | Harrisburg
[9 empty] | 17014 | F | Williamsport
[9 empty] | 17015 | E | Harrisburg
[9 empty] | 17016 | D | Philadelphia
[9 empty] | 17017 | F | Williamsport
[9 empty] | 17018 | F | Williamsport
[9 empty] | 17019 | E | Harrisburg
[9 empty] | 17020 | F | Williamsport
[9 empty] | 17021 | F | Williamsport
[9 empty] | 17022 | D | Philadelphia
[9 empty] | 17023 | F | Williamsport
[9 empty] | 17024 | F | Williamsport
[9 empty] | 17025 | E | Harrisburg
[9 empty] | 17026 | D | Philadelphia
[9 empty] | 17027 | E | Harrisburg
[9 empty] | 17028 | F | Williamsport
[9 empty] | 17029 | F | Williamsport
[9 empty] | 17030 | F | Williamsport
[9 empty] | 17032 | F | Williamsport
[9 empty] | 17033 | F | Williamsport
[9 empty] | 17034 | F | Williamsport
[9 empty] | 17035 | F | Williamsport
[9 empty] | 17036 | F | Williamsport
[9 empty] | 17037 | F | Williamsport
[9 empty] | 17038 | D | Philadelphia
[9 empty] | 17039 | D | Philadelphia
[9 empty] | 17040 | F | Williamsport
[9 empty] | 17041 | D | Philadelphia
[9 empty] | 17042 | D | Philadelphia
[9 empty] | 17043 | E | Harrisburg
[9 empty] | 17044 | F | Williamsport
[9 empty] | 17045 | F | Williamsport
[9 empty] | 17046 | D | Philadelphia
[9 empty] | 17047 | F | Williamsport
[9 empty] | 17048 | F | Williamsport
[9 empty] | 17049 | F | Williamsport
[9 empty] | 17050 | E | Harrisburg
[9 empty] | 17051 | F | Williamsport
[9 empty] | 17052 | F | Williamsport
[9 empty] | 17053 | F | Williamsport
[9 empty] | 17054 | F | Williamsport
[9 empty] | 17055 | E | Harrisburg
[9 empty] | 17056 | F | Williamsport
[9 empty] | 17057 | F | Williamsport
[9 empty] | 17058 | F | Williamsport
[9 empty] | 17059 | F | Williamsport
[9 empty] | 17060 | F | Williamsport
[9 empty] | 17061 | F | Williamsport
[9 empty] | 17062 | F | Williamsport
[9 empty] | 17063 | F | Williamsport
[9 empty] | 17064 | D | Philadelphia
[9 empty] | 17065 | E | Harrisburg
[9 empty] | 17066 | F | Williamsport
[9 empty] | 17067 | D | Philadelphia
[9 empty] | 17068 | F | Williamsport
[9 empty] | 17069 | F | Williamsport
[9 empty] | 17070 | E | Harrisburg
[9 empty] | 17071 | F | Williamsport
[9 empty] | 17072 | E | Harrisburg
[9 empty] | 17073 | D | Philadelphia
[9 empty] | 17074 | F | Williamsport
[9 empty] | 17075 | F | Williamsport
[9 empty] | 17076 | F | Williamsport
[9 empty] | 17077 | D | Philadelphia
[9 empty] | 17078 | D | Philadelphia
[9 empty] | 17080 | F | Williamsport
[9 empty] | 17081 | E | Harrisburg
[9 empty] | 17082 | F | Williamsport
[9 empty] | 17083 | D | Philadelphia
[9 empty] | 17084 | F | Williamsport
[9 empty] | 17085 | D | Philadelphia
[9 empty] | 17086 | F | Williamsport
[9 empty] | 17087 | D | Philadelphia
[9 empty] | 17088 | D | Philadelphia
[9 empty] | 17089 | E | Harrisburg
[9 empty] | 17090 | F | Williamsport
[9 empty] | 17091 | D | Philadelphia
[9 empty] | 17093 | E | Harrisburg
[9 empty] | 17094 | F | Williamsport
[9 empty] | 17097 | F | Williamsport
[9 empty] | 17098 | F | Williamsport
[9 empty] | 17099 | F | Williamsport
[9 empty] | 17101 | F | Williamsport
[9 empty] | 17102 | F | Williamsport
[9 empty] | 17103 | F | Williamsport
[9 empty] | 17104 | F | Williamsport
[9 empty] | 17105 | E | Harrisburg
[9 empty] | 17106 | E | Harrisburg
[9 empty] | 17107 | E | Harrisburg
[9 empty] | 17108 | E | Harrisburg
[9 empty] | 17109 | F | Williamsport
[9 empty] | 17110 | F | Williamsport
[9 empty] | 17111 | F | Williamsport
[9 empty] | 17112 | F | Williamsport
[9 empty] | 17113 | F | Williamsport
[9 empty] | 17120 | F | Williamsport
[9 empty] | 17121 | E | Harrisburg
[9 empty] | 17122 | E | Harrisburg
[9 empty] | 17123 | E | Harrisburg
[9 empty] | 17124 | E | Harrisburg
[9 empty] | 17125 | E | Harrisburg
[9 empty] | 17126 | E | Harrisburg
[9 empty] | 17127 | E | Harrisburg
[9 empty] | 17128 | E | Harrisburg
[9 empty] | 17129 | E | Harrisburg
[9 empty] | 17130 | E | Harrisburg
[9 empty] | 17140 | E | Harrisburg
[9 empty] | 17177 | E | Harrisburg
[9 empty] | 17201 | E | Harrisburg
[9 empty] | 17202 | E | Harrisburg
[9 empty] | 17210 | E | Harrisburg
[9 empty] | 17211 | H | Pittsburgh
[9 empty] | 17212 | E | Harrisburg
[9 empty] | 17213 | F | Williamsport
[9 empty] | 17214 | E | Harrisburg
[9 empty] | 17215 | E | Harrisburg
[9 empty] | 17217 | E | Harrisburg
[9 empty] | 17219 | E | Harrisburg
[9 empty] | 17220 | E | Harrisburg
[9 empty] | 17221 | E | Harrisburg
[9 empty] | 17222 | E | Harrisburg
[9 empty] | 17223 | E | Harrisburg
[9 empty] | 17224 | E | Harrisburg
[9 empty] | 17225 | E | Harrisburg
[9 empty] | 17228 | E | Harrisburg
[9 empty] | 17229 | E | Harrisburg
[9 empty] | 17231 | E | Harrisburg
[9 empty] | 17232 | E | Harrisburg
[9 empty] | 17233 | E | Harrisburg
[9 empty] | 17235 | E | Harrisburg
[9 empty] | 17236 | E | Harrisburg
[9 empty] | 17237 | E | Harrisburg
[9 empty] | 17238 | E | Harrisburg
[9 empty] | 17239 | F | Williamsport
[9 empty] | 17240 | E | Harrisburg
[9 empty] | 17241 | E | Harrisburg
[9 empty] | 17243 | F | Williamsport
[9 empty] | 17244 | E | Harrisburg
[9 empty] | 17246 | E | Harrisburg
[9 empty] | 17247 | E | Harrisburg
[9 empty] | 17249 | F | Williamsport
[9 empty] | 17250 | E | Harrisburg
[9 empty] | 17251 | E | Harrisburg
[9 empty] | 17252 | E | Harrisburg
[9 empty] | 17253 | F | Williamsport
[9 empty] | 17254 | E | Harrisburg
[9 empty] | 17255 | F | Williamsport
[9 empty] | 17256 | E | Harrisburg
[9 empty] | 17257 | E | Harrisburg
[9 empty] | 17260 | F | Williamsport
[9 empty] | 17261 | E | Harrisburg
[9 empty] | 17262 | E | Harrisburg
[9 empty] | 17263 | E | Harrisburg
[9 empty] | 17264 | F | Williamsport
[9 empty] | 17265 | E | Harrisburg
[9 empty] | 17266 | E | Harrisburg
[9 empty] | 17267 | E | Harrisburg
[9 empty] | 17268 | E | Harrisburg
[9 empty] | 17270 | E | Harrisburg
[9 empty] | 17271 | E | Harrisburg
[9 empty] | 17272 | E | Harrisburg
[9 empty] | 17301 | E | Harrisburg
[9 empty] | 17302 | E | Harrisburg
[9 empty] | 17303 | E | Harrisburg
[9 empty] | 17304 | E | Harrisburg
[9 empty] | 17306 | E | Harrisburg
[9 empty] | 17307 | E | Harrisburg
[9 empty] | 17309 | E | Harrisburg
[9 empty] | 17310 | E | Harrisburg
[9 empty] | 17311 | E | Harrisburg
[9 empty] | 17312 | E | Harrisburg
[9 empty] | 17313 | E | Harrisburg
[9 empty] | 17314 | E | Harrisburg
[9 empty] | 17315 | E | Harrisburg
[9 empty] | 17316 | E | Harrisburg
[9 empty] | 17317 | E | Harrisburg
[9 empty] | 17318 | E | Harrisburg
[9 empty] | 17319 | E | Harrisburg
[9 empty] | 17320 | E | Harrisburg
[9 empty] | 17321 | E | Harrisburg
[9 empty] | 17322 | E | Harrisburg
[9 empty] | 17323 | E | Harrisburg
[9 empty] | 17324 | E | Harrisburg
[9 empty] | 17325 | E | Harrisburg
[9 empty] | 17326 | E | Harrisburg
[9 empty] | 17327 | E | Harrisburg
[9 empty] | 17329 | E | Harrisburg
[9 empty] | 17331 | E | Harrisburg
[9 empty] | 17332 | E | Harrisburg
[9 empty] | 17333 | E | Harrisburg
[9 empty] | 17334 | E | Harrisburg
[9 empty] | 17337 | E | Harrisburg
[9 empty] | 17339 | E | Harrisburg
[9 empty] | 17340 | E | Harrisburg
[9 empty] | 17342 | E | Harrisburg
[9 empty] | 17343 | E | Harrisburg
[9 empty] | 17344 | E | Harrisburg
[9 empty] | 17345 | E | Harrisburg
[9 empty] | 17347 | E | Harrisburg
[9 empty] | 17349 | E | Harrisburg
[9 empty] | 17350 | E | Harrisburg
[9 empty] | 17352 | E | Harrisburg
[9 empty] | 17353 | E | Harrisburg
[9 empty] | 17354 | E | Harrisburg
[9 empty] | 17355 | E | Harrisburg
[9 empty] | 17356 | E | Harrisburg
[9 empty] | 17358 | E | Harrisburg
[9 empty] | 17360 | E | Harrisburg
[9 empty] | 17361 | E | Harrisburg
[9 empty] | 17362 | E | Harrisburg
[9 empty] | 17363 | E | Harrisburg
[9 empty] | 17364 | E | Harrisburg
[9 empty] | 17365 | E | Harrisburg
[9 empty] | 17366 | E | Harrisburg
[9 empty] | 17368 | E | Harrisburg
[9 empty] | 17370 | E | Harrisburg
[9 empty] | 17371 | E | Harrisburg
[9 empty] | 17372 | E | Harrisburg
[9 empty] | 17375 | E | Harrisburg
[9 empty] | 17401 | E | Harrisburg
[9 empty] | 17402 | E | Harrisburg
[9 empty] | 17403 | E | Harrisburg
[9 empty] | 17404 | E | Harrisburg
[9 empty] | 17405 | E | Harrisburg
[9 empty] | 17406 | E | Harrisburg
[9 empty] | 17407 | E | Harrisburg
[9 empty] | 17408 | E | Harrisburg
[9 empty] | 17415 | E | Harrisburg
[9 empty] | 17501 | D | Philadelphia
[9 empty] | 17502 | D | Philadelphia
[9 empty] | 17503 | D | Philadelphia
[9 empty] | 17504 | D | Philadelphia
[9 empty] | 17505 | D | Philadelphia
[9 empty] | 17506 | D | Philadelphia
[9 empty] | 17507 | D | Philadelphia
[9 empty] | 17508 | D | Philadelphia
[9 empty] | 17509 | D | Philadelphia
[9 empty] | 17512 | D | Philadelphia
[9 empty] | 17516 | D | Philadelphia
[9 empty] | 17517 | D | Philadelphia
[9 empty] | 17518 | D | Philadelphia
[9 empty] | 17519 | D | Philadelphia
[9 empty] | 17520 | D | Philadelphia
[9 empty] | 17521 | D | Philadelphia
[9 empty] | 17522 | D | Philadelphia
[9 empty] | 17527 | D | Philadelphia
[9 empty] | 17528 | D | Philadelphia
[9 empty] | 17529 | D | Philadelphia
[9 empty] | 17532 | D | Philadelphia
[9 empty] | 17533 | D | Philadelphia
[9 empty] | 17534 | D | Philadelphia
[9 empty] | 17535 | D | Philadelphia
[9 empty] | 17536 | D | Philadelphia
[9 empty] | 17537 | D | Philadelphia
[9 empty] | 17538 | D | Philadelphia
[9 empty] | 17540 | D | Philadelphia
[9 empty] | 17543 | D | Philadelphia
[9 empty] | 17545 | D | Philadelphia
[9 empty] | 17547 | D | Philadelphia
[9 empty] | 17549 | D | Philadelphia
[9 empty] | 17550 | D | Philadelphia
[9 empty] | 17551 | D | Philadelphia
[9 empty] | 17552 | D | Philadelphia
[9 empty] | 17554 | D | Philadelphia
[9 empty] | 17555 | D | Philadelphia
[9 empty] | 17557 | D | Philadelphia
[9 empty] | 17560 | D | Philadelphia
[9 empty] | 17562 | D | Philadelphia
[9 empty] | 17563 | D | Philadelphia
[9 empty] | 17564 | D | Philadelphia
[9 empty] | 17565 | D | Philadelphia
[9 empty] | 17566 | D | Philadelphia
[9 empty] | 17567 | D | Philadelphia
[9 empty] | 17568 | D | Philadelphia
[9 empty] | 17569 | D | Philadelphia
[9 empty] | 17570 | D | Philadelphia
[9 empty] | 17572 | D | Philadelphia
[9 empty] | 17573 | D | Philadelphia
[9 empty] | 17575 | D | Philadelphia
[9 empty] | 17576 | D | Philadelphia
[9 empty] | 17577 | D | Philadelphia
[9 empty] | 17578 | D | Philadelphia
[9 empty] | 17579 | D | Philadelphia
[9 empty] | 17580 | D | Philadelphia
[9 empty] | 17581 | D | Philadelphia
[9 empty] | 17582 | D | Philadelphia
[9 empty] | 17583 | D | Philadelphia
[9 empty] | 17584 | D | Philadelphia
[9 empty] | 17585 | D | Philadelphia
[9 empty] | 17601 | D | Philadelphia
[9 empty] | 17602 | D | Philadelphia
[9 empty] | 17603 | D | Philadelphia
[9 empty] | 17604 | D | Philadelphia
[9 empty] | 17605 | D | Philadelphia
[9 empty] | 17606 | D | Philadelphia
[9 empty] | 17607 | D | Philadelphia
[9 empty] | 17608 | D | Philadelphia
[9 empty] | 17611 | D | Philadelphia
[9 empty] | 17622 | D | Philadelphia
[9 empty] | 17699 | D | Philadelphia
[9 empty] | 17701 | F | Williamsport
[9 empty] | 17702 | F | Williamsport
[9 empty] | 17703 | F | Williamsport
[9 empty] | 17705 | F | Williamsport
[9 empty] | 17720 | F | Williamsport
[9 empty] | 17721 | F | Williamsport
[9 empty] | 17722 | F | Williamsport
[9 empty] | 17723 | F | Williamsport
[9 empty] | 17724 | B | Scranton
[9 empty] | 17726 | F | Williamsport
[9 empty] | 17727 | F | Williamsport
[9 empty] | 17728 | F | Williamsport
[9 empty] | 17729 | F | Williamsport
[9 empty] | 17730 | F | Williamsport
[9 empty] | 17731 | B | Scranton
[9 empty] | 17735 | B | Scranton
[9 empty] | 17737 | F | Williamsport
[9 empty] | 17738 | F | Williamsport
[9 empty] | 17739 | F | Williamsport
[9 empty] | 17740 | F | Williamsport
[9 empty] | 17742 | F | Williamsport
[9 empty] | 17744 | F | Williamsport
[9 empty] | 17745 | F | Williamsport
[9 empty] | 17747 | F | Williamsport
[9 empty] | 17748 | F | Williamsport
[9 empty] | 17749 | F | Williamsport
[9 empty] | 17750 | F | Williamsport
[9 empty] | 17751 | F | Williamsport
[9 empty] | 17752 | F | Williamsport
[9 empty] | 17754 | F | Williamsport
[9 empty] | 17756 | F | Williamsport
[9 empty] | 17758 | B | Scranton
[9 empty] | 17759 | F | Williamsport
[9 empty] | 17760 | F | Williamsport
[9 empty] | 17762 | F | Williamsport
[9 empty] | 17763 | F | Williamsport
[9 empty] | 17764 | F | Williamsport
[9 empty] | 17765 | G | Bradford
[9 empty] | 17767 | F | Williamsport
[9 empty] | 17768 | B | Scranton
[9 empty] | 17769 | F | Williamsport
[9 empty] | 17771 | F | Williamsport
[9 empty] | 17772 | F | Williamsport
[9 empty] | 17773 | F | Williamsport
[9 empty] | 17774 | F | Williamsport
[9 empty] | 17776 | F | Williamsport
[9 empty] | 17777 | F | Williamsport
[9 empty] | 17778 | F | Williamsport
[9 empty] | 17779 | F | Williamsport
[9 empty] | 17801 | F | Williamsport
[9 empty] | 17810 | F | Williamsport
[9 empty] | 17812 | F | Williamsport
[9 empty] | 17813 | F | Williamsport
[9 empty] | 17814 | F | Williamsport
[9 empty] | 17815 | F | Williamsport
[9 empty] | 17820 | F | Williamsport
[9 empty] | 17821 | F | Williamsport
[9 empty] | 17822 | F | Williamsport
[9 empty] | 17823 | F | Williamsport
[9 empty] | 17824 | F | Williamsport
[9 empty] | 17827 | F | Williamsport
[9 empty] | 17829 | F | Williamsport
[9 empty] | 17830 | F | Williamsport
[9 empty] | 17831 | F | Williamsport
[9 empty] | 17832 | F | Williamsport
[9 empty] | 17833 | F | Williamsport
[9 empty] | 17834 | F | Williamsport
[9 empty] | 17835 | F | Williamsport
[9 empty] | 17836 | F | Williamsport
[9 empty] | 17837 | F | Williamsport
[9 empty] | 17839 | F | Williamsport
[9 empty] | 17840 | F | Williamsport
[9 empty] | 17841 | F | Williamsport
[9 empty] | 17842 | F | Williamsport
[9 empty] | 17843 | F | Williamsport
[9 empty] | 17844 | F | Williamsport
[9 empty] | 17845 | F | Williamsport
[9 empty] | 17846 | F | Williamsport
[9 empty] | 17847 | F | Williamsport
[9 empty] | 17850 | F | Williamsport
[9 empty] | 17851 | F | Williamsport
[9 empty] | 17853 | F | Williamsport
[9 empty] | 17855 | F | Williamsport
[9 empty] | 17856 | F | Williamsport
[9 empty] | 17857 | F | Williamsport
[9 empty] | 17858 | F | Williamsport
[9 empty] | 17859 | F | Williamsport
[9 empty] | 17860 | F | Williamsport
[9 empty] | 17861 | F | Williamsport
[9 empty] | 17862 | F | Williamsport
[9 empty] | 17864 | F | Williamsport
[9 empty] | 17865 | F | Williamsport
[9 empty] | 17866 | F | Williamsport
[9 empty] | 17867 | F | Williamsport
[9 empty] | 17868 | F | Williamsport
[9 empty] | 17870 | F | Williamsport
[9 empty] | 17872 | F | Williamsport
[9 empty] | 17876 | F | Williamsport
[9 empty] | 17877 | F | Williamsport
[9 empty] | 17878 | F | Williamsport
[9 empty] | 17880 | F | Williamsport
[9 empty] | 17881 | F | Williamsport
[9 empty] | 17882 | F | Williamsport
[9 empty] | 17883 | F | Williamsport
[9 empty] | 17884 | F | Williamsport
[9 empty] | 17885 | F | Williamsport
[9 empty] | 17886 | F | Williamsport
[9 empty] | 17887 | F | Williamsport
[9 empty] | 17888 | F | Williamsport
[9 empty] | 17889 | F | Williamsport
[9 empty] | 17901 | C | Allentown
[9 empty] | 17920 | F | Williamsport
[9 empty] | 17921 | C | Allentown
[9 empty] | 17922 | C | Allentown
[9 empty] | 17923 | C | Allentown
[9 empty] | 17925 | C | Allentown
[9 empty] | 17929 | C | Allentown
[9 empty] | 17930 | C | Allentown
[9 empty] | 17931 | C | Allentown
[9 empty] | 17932 | C | Allentown
[9 empty] | 17933 | C | Allentown
[9 empty] | 17934 | C | Allentown
[9 empty] | 17935 | C | Allentown
[9 empty] | 17936 | C | Allentown
[9 empty] | 17938 | C | Allentown
[9 empty] | 17941 | C | Allentown
[9 empty] | 17942 | C | Allentown
[9 empty] | 17943 | C | Allentown
[9 empty] | 17944 | C | Allentown
[9 empty] | 17945 | F | Williamsport
[9 empty] | 17946 | C | Allentown
[9 empty] | 17948 | C | Allentown
[9 empty] | 17949 | C | Allentown
[9 empty] | 17951 | C | Allentown
[9 empty] | 17952 | C | Allentown
[9 empty] | 17953 | C | Allentown
[9 empty] | 17954 | C | Allentown
[9 empty] | 17957 | C | Allentown
[9 empty] | 17959 | C | Allentown
[9 empty] | 17960 | C | Allentown
[9 empty] | 17961 | C | Allentown
[9 empty] | 17963 | C | Allentown
[9 empty] | 17964 | C | Allentown
[9 empty] | 17965 | C | Allentown
[9 empty] | 17966 | C | Allentown
[9 empty] | 17967 | C | Allentown
[9 empty] | 17968 | C | Allentown
[9 empty] | 17970 | C | Allentown
[9 empty] | 17972 | C | Allentown
[9 empty] | 17974 | C | Allentown
[9 empty] | 17976 | C | Allentown
[9 empty] | 17978 | C | Allentown
[9 empty] | 17979 | C | Allentown
[9 empty] | 17980 | C | Allentown
[9 empty] | 17981 | C | Allentown
[9 empty] | 17982 | C | Allentown
[9 empty] | 17983 | C | Allentown
[9 empty] | 17985 | C | Allentown
[9 empty] | 18001 | C | Allentown
[9 empty] | 18002 | C | Allentown
[9 empty] | 18003 | C | Allentown
[9 empty] | 18010 | C | Allentown
[9 empty] | 18011 | C | Allentown
[9 empty] | 18012 | C | Allentown
[9 empty] | 18013 | C | Allentown
[9 empty] | 18014 | C | Allentown
[9 empty] | 18015 | C | Allentown
[9 empty] | 18016 | C | Allentown
[9 empty] | 18017 | C | Allentown
[9 empty] | 18018 | C | Allentown
[9 empty] | 18020 | C | Allentown
[9 empty] | 18025 | C | Allentown
[9 empty] | 18030 | C | Allentown
[9 empty] | 18031 | C | Allentown
[9 empty] | 18032 | C | Allentown
[9 empty] | 18034 | C | Allentown
[9 empty] | 18035 | C | Allentown
[9 empty] | 18036 | C | Allentown
[9 empty] | 18037 | C | Allentown
[9 empty] | 18038 | C | Allentown
[9 empty] | 18039 | D | Philadelphia
[9 empty] | 18040 | C | Allentown
[9 empty] | 18041 | D | Philadelphia
[9 empty] | 18042 | C | Allentown
[9 empty] | 18043 | C | Allentown
[9 empty] | 18044 | C | Allentown
[9 empty] | 18045 | C | Allentown
[9 empty] | 18046 | C | Allentown
[9 empty] | 18049 | C | Allentown
[9 empty] | 18050 | C | Allentown
[9 empty] | 18051 | C | Allentown
[9 empty] | 18052 | C | Allentown
[9 empty] | 18053 | C | Allentown
[9 empty] | 18054 | D | Philadelphia
[9 empty] | 18055 | C | Allentown
[9 empty] | 18056 | D | Philadelphia
[9 empty] | 18058 | B | Scranton
[9 empty] | 18059 | C | Allentown
[9 empty] | 18060 | C | Allentown
[9 empty] | 18062 | C | Allentown
[9 empty] | 18063 | C | Allentown
[9 empty] | 18064 | C | Allentown
[9 empty] | 18065 | C | Allentown
[9 empty] | 18066 | C | Allentown
[9 empty] | 18067 | C | Allentown
[9 empty] | 18068 | C | Allentown
[9 empty] | 18069 | C | Allentown
[9 empty] | 18070 | D | Philadelphia
[9 empty] | 18071 | C | Allentown
[9 empty] | 18072 | C | Allentown
[9 empty] | 18073 | D | Philadelphia
[9 empty] | 18074 | D | Philadelphia
[9 empty] | 18076 | D | Philadelphia
[9 empty] | 18077 | D | Philadelphia
[9 empty] | 18078 | C | Allentown
[9 empty] | 18079 | C | Allentown
[9 empty] | 18080 | C | Allentown
[9 empty] | 18081 | D | Philadelphia
[9 empty] | 18083 | C | Allentown
[9 empty] | 18084 | D | Philadelphia
[9 empty] | 18085 | C | Allentown
[9 empty] | 18086 | C | Allentown
[9 empty] | 18087 | C | Allentown
[9 empty] | 18088 | C | Allentown
[9 empty] | 18091 | C | Allentown
[9 empty] | 18092 | C | Allentown
[9 empty] | 18098 | C | Allentown
[9 empty] | 18099 | C | Allentown
[9 empty] | 18101 | C | Allentown
[9 empty] | 18102 | C | Allentown
[9 empty] | 18103 | C | Allentown
[9 empty] | 18104 | C | Allentown
[9 empty] | 18105 | C | Allentown
[9 empty] | 18106 | C | Allentown
[9 empty] | 18109 | C | Allentown
[9 empty] | 18175 | C | Allentown
[9 empty] | 18195 | C | Allentown
[9 empty] | 18201 | B | Scranton
[9 empty] | 18202 | B | Scranton
[9 empty] | 18210 | C | Allentown
[9 empty] | 18211 | C | Allentown
[9 empty] | 18212 | C | Allentown
[9 empty] | 18214 | C | Allentown
[9 empty] | 18216 | C | Allentown
[9 empty] | 18218 | C | Allentown
[9 empty] | 18219 | B | Scranton
[9 empty] | 18220 | C | Allentown
[9 empty] | 18221 | B | Scranton
[9 empty] | 18222 | B | Scranton
[9 empty] | 18223 | B | Scranton
[9 empty] | 18224 | B | Scranton
[9 empty] | 18225 | B | Scranton
[9 empty] | 18229 | C | Allentown
[9 empty] | 18230 | C | Allentown
[9 empty] | 18231 | C | Allentown
[9 empty] | 18232 | C | Allentown
[9 empty] | 18234 | B | Scranton
[9 empty] | 18235 | C | Allentown
[9 empty] | 18237 | C | Allentown
[9 empty] | 18239 | B | Scranton
[9 empty] | 18240 | C | Allentown
[9 empty] | 18241 | C | Allentown
[9 empty] | 18242 | C | Allentown
[9 empty] | 18244 | C | Allentown
[9 empty] | 18245 | C | Allentown
[9 empty] | 18246 | B | Scranton
[9 empty] | 18247 | B | Scranton
[9 empty] | 18248 | C | Allentown
[9 empty] | 18249 | B | Scranton
[9 empty] | 18250 | C | Allentown
[9 empty] | 18251 | B | Scranton
[9 empty] | 18252 | C | Allentown
[9 empty] | 18254 | C | Allentown
[9 empty] | 18255 | C | Allentown
[9 empty] | 18256 | B | Scranton
[9 empty] | 18301 | B | Scranton
[9 empty] | 18302 | B | Scranton
[9 empty] | 18320 | B | Scranton
[9 empty] | 18321 | B | Scranton
[9 empty] | 18322 | B | Scranton
[9 empty] | 18323 | B | Scranton
[9 empty] | 18324 | B | Scranton
[9 empty] | 18325 | B | Scranton
[9 empty] | 18326 | B | Scranton
[9 empty] | 18327 | B | Scranton
[9 empty] | 18328 | B | Scranton
[9 empty] | 18330 | B | Scranton
[9 empty] | 18331 | B | Scranton
[9 empty] | 18332 | B | Scranton
[9 empty] | 18333 | B | Scranton
[9 empty] | 18334 | B | Scranton
[9 empty] | 18335 | B | Scranton
[9 empty] | 18336 | B | Scranton
[9 empty] | 18337 | B | Scranton
[9 empty] | 18340 | B | Scranton
[9 empty] | 18341 | B | Scranton
[9 empty] | 18342 | B | Scranton
[9 empty] | 18343 | C | Allentown
[9 empty] | 18344 | B | Scranton
[9 empty] | 18346 | B | Scranton
[9 empty] | 18347 | B | Scranton
[9 empty] | 18348 | B | Scranton
[9 empty] | 18349 | B | Scranton
[9 empty] | 18350 | B | Scranton
[9 empty] | 18351 | C | Allentown
[9 empty] | 18352 | B | Scranton
[9 empty] | 18353 | B | Scranton
[9 empty] | 18354 | B | Scranton
[9 empty] | 18355 | B | Scranton
[9 empty] | 18356 | B | Scranton
[9 empty] | 18357 | B | Scranton
[9 empty] | 18360 | B | Scranton
[9 empty] | 18370 | B | Scranton
[9 empty] | 18371 | B | Scranton
[9 empty] | 18372 | B | Scranton
[9 empty] | 18373 | B | Scranton
[9 empty] | 18401 | A | Binghamton
[9 empty] | 18403 | B | Scranton
[9 empty] | 18405 | A | Binghamton
[9 empty] | 18407 | B | Scranton
[9 empty] | 18410 | B | Scranton
[9 empty] | 18411 | B | Scranton
[9 empty] | 18413 | A | Binghamton
[9 empty] | 18414 | B | Scranton
[9 empty] | 18415 | A | Binghamton
[9 empty] | 18416 | B | Scranton
[9 empty] | 18417 | A | Binghamton
[9 empty] | 18419 | B | Scranton
[9 empty] | 18420 | B | Scranton
[9 empty] | 18421 | A | Binghamton
[9 empty] | 18424 | B | Scranton
[9 empty] | 18425 | B | Scranton
[9 empty] | 18426 | B | Scranton
[9 empty] | 18427 | A | Binghamton
[9 empty] | 18428 | B | Scranton
[9 empty] | 18430 | A | Binghamton
[9 empty] | 18431 | A | Binghamton
[9 empty] | 18433 | B | Scranton
[9 empty] | 18434 | B | Scranton
[9 empty] | 18435 | B | Scranton
[9 empty] | 18436 | A | Binghamton
[9 empty] | 18437 | A | Binghamton
[9 empty] | 18438 | A | Binghamton
[9 empty] | 18439 | A | Binghamton
[9 empty] | 18440 | B | Scranton
[9 empty] | 18441 | A | Binghamton
[9 empty] | 18443 | A | Binghamton
[9 empty] | 18444 | B | Scranton
[9 empty] | 18445 | A | Binghamton
[9 empty] | 18446 | B | Scranton
[9 empty] | 18447 | B | Scranton
[9 empty] | 18448 | B | Scranton
[9 empty] | 18449 | A | Binghamton
[9 empty] | 18451 | B | Scranton
[9 empty] | 18452 | B | Scranton
[9 empty] | 18453 | A | Binghamton
[9 empty] | 18454 | A | Binghamton
[9 empty] | 18455 | A | Binghamton
[9 empty] | 18456 | A | Binghamton
[9 empty] | 18457 | B | Scranton
[9 empty] | 18458 | B | Scranton
[9 empty] | 18459 | A | Binghamton
[9 empty] | 18460 | A | Binghamton
[9 empty] | 18461 | A | Binghamton
[9 empty] | 18462 | A | Binghamton
[9 empty] | 18463 | A | Binghamton
[9 empty] | 18464 | B | Scranton
[9 empty] | 18465 | A | Binghamton
[9 empty] | 18466 | B | Scranton
[9 empty] | 18469 | A | Binghamton
[9 empty] | 18470 | A | Binghamton
[9 empty] | 18471 | B | Scranton
[9 empty] | 18472 | A | Binghamton
[9 empty] | 18473 | A | Binghamton
[9 empty] | 18501 | B | Scranton
[9 empty] | 18502 | B | Scranton
[9 empty] | 18503 | B | Scranton
[9 empty] | 18504 | B | Scranton
[9 empty] | 18505 | B | Scranton
[9 empty] | 18507 | B | Scranton
[9 empty] | 18508 | B | Scranton
[9 empty] | 18509 | B | Scranton
[9 empty] | 18510 | B | Scranton
[9 empty] | 18512 | B | Scranton
[9 empty] | 18514 | B | Scranton
[9 empty] | 18515 | B | Scranton
[9 empty] | 18517 | B | Scranton
[9 empty] | 18518 | B | Scranton
[9 empty] | 18519 | B | Scranton
[9 empty] | 18522 | B | Scranton
[9 empty] | 18540 | B | Scranton
[9 empty] | 18577 | B | Scranton
[9 empty] | 18601 | B | Scranton
[9 empty] | 18602 | B | Scranton
[9 empty] | 18603 | F | Williamsport
[9 empty] | 18610 | B | Scranton
[9 empty] | 18611 | B | Scranton
[9 empty] | 18612 | B | Scranton
[9 empty] | 18614 | B | Scranton
[9 empty] | 18615 | B | Scranton
[9 empty] | 18616 | B | Scranton
[9 empty] | 18617 | B | Scranton
[9 empty] | 18618 | B | Scranton
[9 empty] | 18619 | B | Scranton
[9 empty] | 18621 | B | Scranton
[9 empty] | 18622 | B | Scranton
[9 empty] | 18623 | B | Scranton
[9 empty] | 18624 | C | Allentown
[9 empty] | 18625 | B | Scranton
[9 empty] | 18626 | B | Scranton
[9 empty] | 18627 | B | Scranton
[9 empty] | 18628 | B | Scranton
[9 empty] | 18629 | B | Scranton
[9 empty] | 18630 | B | Scranton
[9 empty] | 18631 | F | Williamsport
[9 empty] | 18632 | B | Scranton
[9 empty] | 18634 | B | Scranton
[9 empty] | 18635 | B | Scranton
[9 empty] | 18636 | B | Scranton
[9 empty] | 18640 | B | Scranton
[9 empty] | 18641 | B | Scranton
[9 empty] | 18642 | B | Scranton
[9 empty] | 18643 | B | Scranton
[9 empty] | 18644 | B | Scranton
[9 empty] | 18651 | B | Scranton
[9 empty] | 18653 | B | Scranton
[9 empty] | 18654 | B | Scranton
[9 empty] | 18655 | B | Scranton
[9 empty] | 18656 | B | Scranton
[9 empty] | 18657 | B | Scranton
[9 empty] | 18660 | B | Scranton
[9 empty] | 18661 | B | Scranton
[9 empty] | 18690 | B | Scranton
[9 empty] | 18701 | B | Scranton
[9 empty] | 18702 | B | Scranton
[9 empty] | 18703 | B | Scranton
[9 empty] | 18704 | B | Scranton
[9 empty] | 18705 | B | Scranton
[9 empty] | 18706 | B | Scranton
[9 empty] | 18707 | B | Scranton
[9 empty] | 18708 | B | Scranton
[9 empty] | 18709 | B | Scranton
[9 empty] | 18710 | B | Scranton
[9 empty] | 18711 | B | Scranton
[9 empty] | 18761 | B | Scranton
[9 empty] | 18762 | B | Scranton
[9 empty] | 18763 | B | Scranton
[9 empty] | 18764 | B | Scranton
[9 empty] | 18765 | B | Scranton
[9 empty] | 18766 | B | Scranton
[9 empty] | 18767 | B | Scranton
[9 empty] | 18768 | B | Scranton
[9 empty] | 18769 | B | Scranton
[9 empty] | 18773 | B | Scranton
[9 empty] | 18774 | B | Scranton
[9 empty] | 18801 | A | Binghamton
[9 empty] | 18810 | B | Scranton
[9 empty] | 18812 | A | Binghamton
[9 empty] | 18813 | A | Binghamton
[9 empty] | 18814 | B | Scranton
[9 empty] | 18815 | B | Scranton
[9 empty] | 18816 | A | Binghamton
[9 empty] | 18817 | B | Scranton
[9 empty] | 18818 | A | Binghamton
[9 empty] | 18820 | A | Binghamton
[9 empty] | 18821 | A | Binghamton
[9 empty] | 18822 | A | Binghamton
[9 empty] | 18823 | A | Binghamton
[9 empty] | 18824 | A | Binghamton
[9 empty] | 18825 | A | Binghamton
[9 empty] | 18826 | A | Binghamton
[9 empty] | 18827 | A | Binghamton
[9 empty] | 18828 | A | Binghamton
[9 empty] | 18829 | B | Scranton
[9 empty] | 18830 | A | Binghamton
[9 empty] | 18831 | B | Scranton
[9 empty] | 18832 | B | Scranton
[9 empty] | 18833 | B | Scranton
[9 empty] | 18834 | A | Binghamton
[9 empty] | 18837 | B | Scranton
[9 empty] | 18840 | B | Scranton
[9 empty] | 18842 | A | Binghamton
[9 empty] | 18843 | A | Binghamton
[9 empty] | 18844 | A | Binghamton
[9 empty] | 18845 | B | Scranton
[9 empty] | 18846 | B | Scranton
[9 empty] | 18847 | A | Binghamton
[9 empty] | 18848 | B | Scranton
[9 empty] | 18850 | B | Scranton
[9 empty] | 18851 | B | Scranton
[9 empty] | 18853 | B | Scranton
[9 empty] | 18854 | B | Scranton
[9 empty] | 18901 | D | Philadelphia
[9 empty] | 18902 | D | Philadelphia
[9 empty] | 18910 | D | Philadelphia
[9 empty] | 18911 | D | Philadelphia
[9 empty] | 18912 | D | Philadelphia
[9 empty] | 18913 | D | Philadelphia
[9 empty] | 18914 | D | Philadelphia
[9 empty] | 18915 | D | Philadelphia
[9 empty] | 18916 | D | Philadelphia
[9 empty] | 18917 | D | Philadelphia
[9 empty] | 18918 | D | Philadelphia
[9 empty] | 18920 | D | Philadelphia
[9 empty] | 18921 | D | Philadelphia
[9 empty] | 18922 | D | Philadelphia
[9 empty] | 18923 | D | Philadelphia
[9 empty] | 18924 | D | Philadelphia
[9 empty] | 18925 | D | Philadelphia
[9 empty] | 18926 | D | Philadelphia
[9 empty] | 18927 | D | Philadelphia
[9 empty] | 18928 | D | Philadelphia
[9 empty] | 18929 | D | Philadelphia
[9 empty] | 18930 | D | Philadelphia
[9 empty] | 18931 | D | Philadelphia
[9 empty] | 18932 | D | Philadelphia
[9 empty] | 18933 | D | Philadelphia
[9 empty] | 18934 | D | Philadelphia
[9 empty] | 18935 | D | Philadelphia
[9 empty] | 18936 | D | Philadelphia
[9 empty] | 18938 | D | Philadelphia
[9 empty] | 18940 | D | Philadelphia
[9 empty] | 18942 | D | Philadelphia
[9 empty] | 18943 | D | Philadelphia
[9 empty] | 18944 | D | Philadelphia
[9 empty] | 18946 | D | Philadelphia
[9 empty] | 18947 | D | Philadelphia
[9 empty] | 18949 | D | Philadelphia
[9 empty] | 18950 | D | Philadelphia
[9 empty] | 18951 | D | Philadelphia
[9 empty] | 18953 | D | Philadelphia
[9 empty] | 18954 | D | Philadelphia
[9 empty] | 18955 | D | Philadelphia
[9 empty] | 18956 | D | Philadelphia
[9 empty] | 18957 | D | Philadelphia
[9 empty] | 18958 | D | Philadelphia
[9 empty] | 18960 | D | Philadelphia
[9 empty] | 18962 | D | Philadelphia
[9 empty] | 18963 | D | Philadelphia
[9 empty] | 18964 | D | Philadelphia
[9 empty] | 18966 | D | Philadelphia
[9 empty] | 18968 | D | Philadelphia
[9 empty] | 18969 | D | Philadelphia
[9 empty] | 18970 | D | Philadelphia
[9 empty] | 18971 | D | Philadelphia
[9 empty] | 18972 | D | Philadelphia
[9 empty] | 18974 | D | Philadelphia
[9 empty] | 18976 | D | Philadelphia
[9 empty] | 18977 | D | Philadelphia
[9 empty] | 18979 | D | Philadelphia
[9 empty] | 18980 | D | Philadelphia
[9 empty] | 18981 | D | Philadelphia
[9 empty] | 18991 | D | Philadelphia
[9 empty] | 19001 | D | Philadelphia
[9 empty] | 19002 | D | Philadelphia
[9 empty] | 19003 | D | Philadelphia
[9 empty] | 19004 | D | Philadelphia
[9 empty] | 19006 | D | Philadelphia
[9 empty] | 19007 | D | Philadelphia
[9 empty] | 19008 | D | Philadelphia
[9 empty] | 19009 | D | Philadelphia
[9 empty] | 19010 | D | Philadelphia
[9 empty] | 19012 | D | Philadelphia
[9 empty] | 19013 | D | Philadelphia
[9 empty] | 19014 | D | Philadelphia
[9 empty] | 19015 | D | Philadelphia
[9 empty] | 19016 | D | Philadelphia
[9 empty] | 19017 | D | Philadelphia
[9 empty] | 19018 | D | Philadelphia
[9 empty] | 19019 | D | Philadelphia
[9 empty] | 19020 | D | Philadelphia
[9 empty] | 19021 | D | Philadelphia
[9 empty] | 19022 | D | Philadelphia
[9 empty] | 19023 | D | Philadelphia
[9 empty] | 19025 | D | Philadelphia
[9 empty] | 19026 | D | Philadelphia
[9 empty] | 19027 | D | Philadelphia
[9 empty] | 19028 | D | Philadelphia
[9 empty] | 19029 | D | Philadelphia
[9 empty] | 19030 | D | Philadelphia
[9 empty] | 19031 | D | Philadelphia
[9 empty] | 19032 | D | Philadelphia
[9 empty] | 19033 | D | Philadelphia
[9 empty] | 19034 | D | Philadelphia
[9 empty] | 19035 | D | Philadelphia
[9 empty] | 19036 | D | Philadelphia
[9 empty] | 19037 | D | Philadelphia
[9 empty] | 19038 | D | Philadelphia
[9 empty] | 19039 | D | Philadelphia
[9 empty] | 19040 | D | Philadelphia
[9 empty] | 19041 | D | Philadelphia
[9 empty] | 19043 | D | Philadelphia
[9 empty] | 19044 | D | Philadelphia
[9 empty] | 19046 | D | Philadelphia
[9 empty] | 19047 | D | Philadelphia
[9 empty] | 19048 | D | Philadelphia
[9 empty] | 19049 | D | Philadelphia
[9 empty] | 19050 | D | Philadelphia
[9 empty] | 19052 | D | Philadelphia
[9 empty] | 19053 | D | Philadelphia
[9 empty] | 19054 | D | Philadelphia
[9 empty] | 19055 | D | Philadelphia
[9 empty] | 19056 | D | Philadelphia
[9 empty] | 19057 | D | Philadelphia
[9 empty] | 19058 | D | Philadelphia
[9 empty] | 19059 | D | Philadelphia
[9 empty] | 19060 | D | Philadelphia
[9 empty] | 19061 | D | Philadelphia
[9 empty] | 19063 | D | Philadelphia
[9 empty] | 19064 | D | Philadelphia
[9 empty] | 19065 | D | Philadelphia
[9 empty] | 19066 | D | Philadelphia
[9 empty] | 19067 | D | Philadelphia
[9 empty] | 19070 | D | Philadelphia
[9 empty] | 19072 | D | Philadelphia
[9 empty] | 19073 | D | Philadelphia
[9 empty] | 19074 | D | Philadelphia
[9 empty] | 19075 | D | Philadelphia
[9 empty] | 19076 | D | Philadelphia
[9 empty] | 19078 | D | Philadelphia
[9 empty] | 19079 | D | Philadelphia
[9 empty] | 19080 | D | Philadelphia
[9 empty] | 19081 | D | Philadelphia
[9 empty] | 19082 | D | Philadelphia
[9 empty] | 19083 | D | Philadelphia
[9 empty] | 19085 | D | Philadelphia
[9 empty] | 19086 | D | Philadelphia
[9 empty] | 19087 | D | Philadelphia
[9 empty] | 19088 | D | Philadelphia
[9 empty] | 19089 | D | Philadelphia
[9 empty] | 19090 | D | Philadelphia
[9 empty] | 19091 | D | Philadelphia
[9 empty] | 19092 | D | Philadelphia
[9 empty] | 19093 | D | Philadelphia
[9 empty] | 19094 | D | Philadelphia
[9 empty] | 19095 | D | Philadelphia
[9 empty] | 19096 | D | Philadelphia
[9 empty] | 19098 | D | Philadelphia
[9 empty] | 19099 | D | Philadelphia
[9 empty] | 19101 | D | Philadelphia
[9 empty] | 19102 | D | Philadelphia
[9 empty] | 19103 | D | Philadelphia
[9 empty] | 19104 | D | Philadelphia
[9 empty] | 19105 | D | Philadelphia
[9 empty] | 19106 | D | Philadelphia
[9 empty] | 19107 | D | Philadelphia
[9 empty] | 19108 | D | Philadelphia
[9 empty] | 19109 | D | Philadelphia
[9 empty] | 19110 | D | Philadelphia
[9 empty] | 19111 | D | Philadelphia
[9 empty] | 19112 | D | Philadelphia
[9 empty] | 19113 | D | Philadelphia
[9 empty] | 19114 | D | Philadelphia
[9 empty] | 19115 | D | Philadelphia
[9 empty] | 19116 | D | Philadelphia
[9 empty] | 19118 | D | Philadelphia
[9 empty] | 19119 | D | Philadelphia
[9 empty] | 19120 | D | Philadelphia
[9 empty] | 19121 | D | Philadelphia
[9 empty] | 19122 | D | Philadelphia
[9 empty] | 19123 | D | Philadelphia
[9 empty] | 19124 | D | Philadelphia
[9 empty] | 19125 | D | Philadelphia
[9 empty] | 19126 | D | Philadelphia
[9 empty] | 19127 | D | Philadelphia
[9 empty] | 19128 | D | Philadelphia
[9 empty] | 19129 | D | Philadelphia
[9 empty] | 19130 | D | Philadelphia
[9 empty] | 19131 | D | Philadelphia
[9 empty] | 19132 | D | Philadelphia
[9 empty] | 19133 | D | Philadelphia
[9 empty] | 19134 | D | Philadelphia
[9 empty] | 19135 | D | Philadelphia
[9 empty] | 19136 | D | Philadelphia
[9 empty] | 19137 | D | Philadelphia
[9 empty] | 19138 | D | Philadelphia
[9 empty] | 19139 | D | Philadelphia
[9 empty] | 19140 | D | Philadelphia
[9 empty] | 19141 | D | Philadelphia
[9 empty] | 19142 | D | Philadelphia
[9 empty] | 19143 | D | Philadelphia
[9 empty] | 19144 | D | Philadelphia
[9 empty] | 19145 | D | Philadelphia
[9 empty] | 19146 | D | Philadelphia
[9 empty] | 19147 | D | Philadelphia
[9 empty] | 19148 | D | Philadelphia
[9 empty] | 19149 | D | Philadelphia
[9 empty] | 19150 | D | Philadelphia
[9 empty] | 19151 | D | Philadelphia
[9 empty] | 19152 | D | Philadelphia
[9 empty] | 19153 | D | Philadelphia
[9 empty] | 19154 | D | Philadelphia
[9 empty] | 19155 | D | Philadelphia
[9 empty] | 19160 | D | Philadelphia
[9 empty] | 19161 | D | Philadelphia
[9 empty] | 19162 | D | Philadelphia
[9 empty] | 19170 | D | Philadelphia
[9 empty] | 19171 | D | Philadelphia
[9 empty] | 19172 | D | Philadelphia
[9 empty] | 19173 | D | Philadelphia
[9 empty] | 19175 | D | Philadelphia
[9 empty] | 19176 | D | Philadelphia
[9 empty] | 19177 | D | Philadelphia
[9 empty] | 19178 | D | Philadelphia
[9 empty] | 19179 | D | Philadelphia
[9 empty] | 19181 | D | Philadelphia
[9 empty] | 19182 | D | Philadelphia
[9 empty] | 19183 | D | Philadelphia
[9 empty] | 19184 | D | Philadelphia
[9 empty] | 19185 | D | Philadelphia
[9 empty] | 19187 | D | Philadelphia
[9 empty] | 19188 | D | Philadelphia
[9 empty] | 19190 | D | Philadelphia
[9 empty] | 19191 | D | Philadelphia
[9 empty] | 19192 | D | Philadelphia
[9 empty] | 19193 | D | Philadelphia
[9 empty] | 19194 | D | Philadelphia
[9 empty] | 19195 | D | Philadelphia
[9 empty] | 19196 | D | Philadelphia
[9 empty] | 19197 | D | Philadelphia
[9 empty] | 19244 | D | Philadelphia
[9 empty] | 19255 | D | Philadelphia
[9 empty] | 19301 | D | Philadelphia
[9 empty] | 19310 | D | Philadelphia
[9 empty] | 19311 | D | Philadelphia
[9 empty] | 19312 | D | Philadelphia
[9 empty] | 19316 | D | Philadelphia
[9 empty] | 19317 | D | Philadelphia
[9 empty] | 19318 | D | Philadelphia
[9 empty] | 19319 | D | Philadelphia
[9 empty] | 19320 | D | Philadelphia
[9 empty] | 19330 | D | Philadelphia
[9 empty] | 19331 | D | Philadelphia
[9 empty] | 19333 | D | Philadelphia
[9 empty] | 19335 | D | Philadelphia
[9 empty] | 19339 | D | Philadelphia
[9 empty] | 19340 | D | Philadelphia
[9 empty] | 19341 | D | Philadelphia
[9 empty] | 19342 | D | Philadelphia
[9 empty] | 19343 | D | Philadelphia
[9 empty] | 19344 | D | Philadelphia
[9 empty] | 19345 | D | Philadelphia
[9 empty] | 19346 | D | Philadelphia
[9 empty] | 19347 | D | Philadelphia
[9 empty] | 19348 | D | Philadelphia
[9 empty] | 19350 | D | Philadelphia
[9 empty] | 19351 | D | Philadelphia
[9 empty] | 19352 | D | Philadelphia
[9 empty] | 19353 | D | Philadelphia
[9 empty] | 19354 | D | Philadelphia
[9 empty] | 19355 | D | Philadelphia
[9 empty] | 19357 | D | Philadelphia
[9 empty] | 19358 | D | Philadelphia
[9 empty] | 19360 | D | Philadelphia
[9 empty] | 19362 | D | Philadelphia
[9 empty] | 19363 | D | Philadelphia
[9 empty] | 19365 | D | Philadelphia
[9 empty] | 19366 | D | Philadelphia
[9 empty] | 19367 | D | Philadelphia
[9 empty] | 19369 | D | Philadelphia
[9 empty] | 19371 | D | Philadelphia
[9 empty] | 19372 | D | Philadelphia
[9 empty] | 19373 | D | Philadelphia
[9 empty] | 19374 | D | Philadelphia
[9 empty] | 19375 | D | Philadelphia
[9 empty] | 19376 | D | Philadelphia
[9 empty] | 19380 | D | Philadelphia
[9 empty] | 19381 | D | Philadelphia
[9 empty] | 19382 | D | Philadelphia
[9 empty] | 19383 | D | Philadelphia
[9 empty] | 19388 | D | Philadelphia
[9 empty] | 19390 | D | Philadelphia
[9 empty] | 19395 | D | Philadelphia
[9 empty] | 19397 | D | Philadelphia
[9 empty] | 19398 | D | Philadelphia
[9 empty] | 19399 | D | Philadelphia
[9 empty] | 19401 | D | Philadelphia
[9 empty] | 19403 | D | Philadelphia
[9 empty] | 19404 | D | Philadelphia
[9 empty] | 19405 | D | Philadelphia
[9 empty] | 19406 | D | Philadelphia
[9 empty] | 19407 | D | Philadelphia
[9 empty] | 19408 | D | Philadelphia
[9 empty] | 19409 | D | Philadelphia
[9 empty] | 19415 | D | Philadelphia
[9 empty] | 19420 | D | Philadelphia
[9 empty] | 19421 | D | Philadelphia
[9 empty] | 19422 | D | Philadelphia
[9 empty] | 19423 | D | Philadelphia
[9 empty] | 19424 | D | Philadelphia
[9 empty] | 19425 | D | Philadelphia
[9 empty] | 19426 | D | Philadelphia
[9 empty] | 19428 | D | Philadelphia
[9 empty] | 19429 | D | Philadelphia
[9 empty] | 19430 | D | Philadelphia
[9 empty] | 19432 | D | Philadelphia
[9 empty] | 19435 | D | Philadelphia
[9 empty] | 19436 | D | Philadelphia
[9 empty] | 19437 | D | Philadelphia
[9 empty] | 19438 | D | Philadelphia
[9 empty] | 19440 | D | Philadelphia
[9 empty] | 19441 | D | Philadelphia
[9 empty] | 19442 | D | Philadelphia
[9 empty] | 19443 | D | Philadelphia
[9 empty] | 19444 | D | Philadelphia
[9 empty] | 19446 | D | Philadelphia
[9 empty] | 19450 | D | Philadelphia
[9 empty] | 19451 | D | Philadelphia
[9 empty] | 19453 | D | Philadelphia
[9 empty] | 19454 | D | Philadelphia
[9 empty] | 19455 | D | Philadelphia
[9 empty] | 19456 | D | Philadelphia
[9 empty] | 19457 | D | Philadelphia
[9 empty] | 19460 | D | Philadelphia
[9 empty] | 19462 | D | Philadelphia
[9 empty] | 19464 | D | Philadelphia
[9 empty] | 19465 | D | Philadelphia
[9 empty] | 19468 | D | Philadelphia
[9 empty] | 19470 | D | Philadelphia
[9 empty] | 19472 | D | Philadelphia
[9 empty] | 19473 | D | Philadelphia
[9 empty] | 19474 | D | Philadelphia
[9 empty] | 19475 | D | Philadelphia
[9 empty] | 19477 | D | Philadelphia
[9 empty] | 19478 | D | Philadelphia
[9 empty] | 19480 | D | Philadelphia
[9 empty] | 19481 | D | Philadelphia
[9 empty] | 19482 | D | Philadelphia
[9 empty] | 19483 | D | Philadelphia
[9 empty] | 19484 | D | Philadelphia
[9 empty] | 19485 | D | Philadelphia
[9 empty] | 19486 | D | Philadelphia
[9 empty] | 19487 | D | Philadelphia
[9 empty] | 19488 | D | Philadelphia
[9 empty] | 19489 | D | Philadelphia
[9 empty] | 19490 | D | Philadelphia
[9 empty] | 19492 | D | Philadelphia
[9 empty] | 19493 | D | Philadelphia
[9 empty] | 19494 | D | Philadelphia
[9 empty] | 19495 | D | Philadelphia
[9 empty] | 19496 | D | Philadelphia
[9 empty] | 19501 | D | Philadelphia
[9 empty] | 19503 | D | Philadelphia
[9 empty] | 19504 | D | Philadelphia
[9 empty] | 19505 | D | Philadelphia
[9 empty] | 19506 | D | Philadelphia
[9 empty] | 19507 | D | Philadelphia
[9 empty] | 19508 | D | Philadelphia
[9 empty] | 19510 | D | Philadelphia
[9 empty] | 19511 | D | Philadelphia
[9 empty] | 19512 | D | Philadelphia
[9 empty] | 19516 | D | Philadelphia
[9 empty] | 19518 | D | Philadelphia
[9 empty] | 19519 | D | Philadelphia
[9 empty] | 19520 | D | Philadelphia
[9 empty] | 19522 | D | Philadelphia
[9 empty] | 19523 | D | Philadelphia
[9 empty] | 19525 | D | Philadelphia
[9 empty] | 19526 | D | Philadelphia
[9 empty] | 19529 | D | Philadelphia
[9 empty] | 19530 | D | Philadelphia
[9 empty] | 19533 | D | Philadelphia
[9 empty] | 19534 | D | Philadelphia
[9 empty] | 19535 | D | Philadelphia
[9 empty] | 19536 | D | Philadelphia
[9 empty] | 19538 | D | Philadelphia
[9 empty] | 19539 | D | Philadelphia
[9 empty] | 19540 | D | Philadelphia
[9 empty] | 19541 | D | Philadelphia
[9 empty] | 19542 | D | Philadelphia
[9 empty] | 19543 | D | Philadelphia
[9 empty] | 19544 | D | Philadelphia
[9 empty] | 19545 | D | Philadelphia
[9 empty] | 19547 | D | Philadelphia
[9 empty] | 19548 | D | Philadelphia
[9 empty] | 19549 | C | Allentown
[9 empty] | 19550 | D | Philadelphia
[9 empty] | 19551 | D | Philadelphia
[9 empty] | 19554 | D | Philadelphia
[9 empty] | 19555 | D | Philadelphia
[9 empty] | 19557 | D | Philadelphia
[9 empty] | 19559 | D | Philadelphia
[9 empty] | 19560 | D | Philadelphia
[9 empty] | 19562 | D | Philadelphia
[9 empty] | 19564 | D | Philadelphia
[9 empty] | 19565 | D | Philadelphia
[9 empty] | 19567 | D | Philadelphia
[9 empty] | 19601 | D | Philadelphia
[9 empty] | 19602 | D | Philadelphia
[9 empty] | 19603 | D | Philadelphia
[9 empty] | 19604 | D | Philadelphia
[9 empty] | 19605 | D | Philadelphia
[9 empty] | 19606 | D | Philadelphia
[9 empty] | 19607 | D | Philadelphia
[9 empty] | 19608 | D | Philadelphia
[9 empty] | 19609 | D | Philadelphia
[9 empty] | 19610 | D | Philadelphia
[9 empty] | 19611 | D | Philadelphia
[9 empty] | 19612 | D | Philadelphia
[9 empty] | 19640 | D | Philadelphia
Note on AI7: Sasha Baroiant: lighting is the end-use that is improving the fastest. assume the fleet lpd has decreased 5% since last baseline study
Note on X11: Sasha Baroiant: free heat - just pumps and fans

## Changelog
Pennsylvania Act 129 2024 TRM Appendix F: Building Operator Certification Audit and Design Tool
CHANGELOG
Version 1 (Effective June X, 2024)
1) Released with TRM Order in June 2024
Version 2 (Effective at start of Ph V, July 1, 2026)
1) CBECS Elec tab
1.1) Updated data to 2018 CBECS
2) CBECS Gas tab
2.1) Updated data to 2018 CBECS
3) Added ETDF tab to allow for summer/winter peak demand estimates aligned with Ph V TRM approach
4) Baseline Tables
3.1) Updated inputs to align with 2023 SWE C&I Baseline Study
5) Added ETDF Raw Data tab to provide SWE calculated summer and winter energy-to-demand factors (ETDFs) by building type and end-use