## General Instructions
Pennsylvania Act 129 Phase V Avoided Energy and Capacity Cost Calculator |  |  |  | Summary of Avoided Energy Cost Methodology
This calculator is to be utilized with the Pennsylvania (PA) Act 129 Phase V Total Resource Cost (TRC) Test Order. This calculator, developed by the Statewide Evaluator (SWE), executes the methodology outlined within the TRC Test Order to develop avoided energy and capacity costs for TRC calculations. Please refer to the Phase V TRC Test Order for additional methodology narrative and source references. For Phase V, the start year shall be set to Program Year 18 (6/1/2026/5/31/2027). The user shall gather publicly available data sets as inputs. This calculator includes the costs of compliance with the Pennsylvania Alternative Energy Portfolio Standards (AEPS) Act within the avoided energy cost calculations.
Legend
Inputs - where no value is available, utilize text "No Value" and not a zero or null value
Calculation Cell - do not edit
Results for Segment 1 - Years 1 through 4
Results for Segment 2 - Years 5 through 10
Results for Segment 3 - Years 11 through 20
Data Needed |  | TRC Test Order Section | Input Tab
EDC Name |  |  | General Inputs
Start Year |  |  | General Inputs
Inflation Rate |  | A.7 Page 8 | General Inputs
Plant Heat Rates |  | B.2.b.v Page 18 | General Inputs
NYMEX Electric Futures at PJM Western Hub |  | B.2.a Page 15 | Elec Futures
PJM State of Market EDC Zone Locational Adjustment |  | B.2.a Page 15 | Elec Futures
NYMEX Natural Gas Futures at Henry Hub |  | B.2.b.i Page 16 | NG Futures
EIA AEO Mid Atlantic Natural Gas Price Forecast in Real Dollars |  | B.2.b.iii Page 16 | NG Futures
NYMEX Natural Gas Adjustments at Transco 6 (Non-NY) or Tetco M-3 |  | B.2.b.ii Page 16 | Adjustments
Bureau of Labor Statistics PPI Data for Electric Utilities |  | B.5 Page 18 | BLS Input
PJM Base Residual Auction Results |  | B.7 Page 21 | Generation Capacity
Transmission and Distribution Capacity Costs |  | B.8 Page 22 | T&D Capacity
AEPS Avoided Costs |  | B.9 Page 24 | AEPS
Demand Reduction Induced Price Effects (DRIPE) |  | B.10 Page 25 | DRIPE
Benefits Incurreced Through Reduced Arrearages Activity |  | B.12 Page 29 | Arrearages
Monetary Issues: | All output dollars are nominal
Calendarization Issues: | The PA Act 129 calendar follows the PJM calendar, which starts in the month of June and ends in the month of May. For a measure installed within a PA Act 129 program year, the avoided energy costs are based on the calendar year of the last months in the PJM calendar. For instance, a measure installed in PA Act 129 Program Year 18 (6/1/2026-5/31/2027), the avoided energy costs will be calculated based on 12 months of data from the calendar year 2027.
1. Included latest PJM Capacity Auction Results (2026/2027) per 2026 TRC Order, at page 38 ""EDC inclusion of the upcoming auction results [2026/2027] within the PH V avoided cost of generation capacity calculation wil be an important mechanism to capture any market shifts."
Note that on Generation Capacity Tab, annual labels on Row 14 required correction.
3. Updated BLS data for CPI and PPI to add 2024 data.
2. Updated data with ICE August 21 values for PJM Western Hub, HH NG, Transco, and Tetco
4. Per SWE August 29, 2025 Guidance Memo:
* Correction Steps 1 and 2. Fixed calendarization issue, per steps outlined in the SWE memo. Please note that EIA Natural Gas information had to be extended to 2046.
* Additional issue 1: Not Applicable
* Additional Issue 2: Used 2025 PJM SOM Report for 2024 values, Tables 11-5 and 11-7 (See also SWE follow up email to Ed Miller from Patrick Burns dated: Sept 17, 2025.)
* Additional Issue 3: Switched from using NYMEX to ICE data (see 2. above)
5. EIA AEO data was updated to 2025 report for Mid Atlantic Region, Table 3, line 39, Natural Gas $/mmbtu in real dollars

## General Inputs
General |  |  | Calendar
Company Name | Penn Power |  | Act 129 PY | PY Start | PY End | Avoided Energy YR
Start Year (Program) | 18 | 2027 | 18 | 2026 | 2027 | 2027
Discount Rate | 5% | TRC Test Order A.4 page 10 | 19 | 2027 | 2028 | 2028
Inflation Rate | 2% | TRC Test Order B.4 page 18 | 20 | 2028 | 2029 | 2029
Plant Specifications |  |  | 21 | 2029 | 2030 | 2030
| Heat Rate (Btu/kWh) |  | 22 | 2030 | 2031 | 2031
Low Efficiency Plant | 11030 | TRC Test Order B.2.b.v page 17 | 23 | 2031 | 2032 | 2032
High Efficiency Plant | 7596 | TRC Test Order B.2.b.v page 17 | 24 | 2032 | 2033 | 2033
EDC Natural Gas Futures Source |  |  | 25 | 2033 | 2034 | 2034
Electric Distribution Companies | EDC Abbreviation | NYMEX NG Futures Source | 26 | 2034 | 2035 | 2035
Duquesne Light Co | DLC | Tetco M-3 | 27 | 2035 | 2036 | 2036
Metropolitan Edison Co | Met-Ed | Transco 6 (Non-NY) | 28 | 2036 | 2037 | 2037
PECO Energy Co | PECO | Transco 6 (Non-NY) | 29 | 2037 | 2038 | 2038
Pennsylvania Electric Co | Penelec | Tetco M-3 | 30 | 2038 | 2039 | 2039
Pennsylvania Power Co | Penn Power | Tetco M-3 | 31 | 2039 | 2040 | 2040
PPL Utilities | PPL | Transco 6 (Non-NY) | 32 | 2040 | 2041 | 2041
West Penn Power Co | West Penn | Tetco M-3 | 33 | 2041 | 2042 | 2042
Seasonal Definitions |  |  | 34 | 2042 | 2043 | 2043
Jan | Winter |  | 35 | 2043 | 2044 | 2044
Feb | Winter |  | 36 | 2044 | 2045 | 2045
Mar | Shoulder |  | 37 | 2045 | 2046 | 2046
Apr | Shoulder |  | 38 | 2046 | 2047 | 2047
May | Summer |  | 39 | 2047 | 2048 | 2048
Jun | Summer |  | 40 | 2048 | 2049 | 2049
Jul | Summer |  | 41 | 2049 | 2050 | 2050
Aug | Summer |  | 42 | 2050 | 2051 | 2051
Sep | Summer |  | 43 | 2051 | 2052 | 2052
Oct | Shoulder |  | 44 | 2052 | 2053 | 2053
Nov | Shoulder |  | 45 | 2053 | 2054 | 2054
Dec | Winter |  | 46 | 2054 | 2055 | 2055
|  |  | 47 | 2055 | 2056 | 2056

## Output (non-LI)
PY Selection | PY18 |  | SWE Note: This data excludes avoided energy costs from the Arrearages study. Please refer to the 'LI Output' tab for avoided costs to be used for Low Income programs only.
|  | Penn Power Zone Summer ($/MWh) |  | Penn Power Zone Winter ($/MWh) |  | Penn Power DLC Zone Shoulder ($/MWh) |  | Penn Power Generation Capacity ($/kW/year) |  | Penn Power Transmission Capacity ($/kW/year) |  | Penn Power Distribution Capacity ($/kW/year) |  | Avoided Natural Gas Fuel Costs ($/MMBTU)
PA ACT 129 Program Year | Year | Summer On-Peak | Summer Off-Peak | Winter On-Peak | Winter Off-Peak | Shoulder On-Peak | Shoulder Off-Peak | Summer | Winter | Summer | Winter | Summer | Winter
18 | 2027 | 86.9252 | 58.1126 | 91.0676 | 79.4809 | 73.8425 | 61.7368 | 67.3985 | 67.3985 | 77.0955 | 0 | 43.5169 | 16.2688 | 3.7538 | Segment 1
19 | 2028 | 97.7778 | 67.1569 | 105.0579 | 92.7848 | 84.1074 | 71.9766 | 33.4631 | 33.4631 | 78.6926 | 0 | 45.5178 | 16.7637 | 3.678
20 | 2029 | 105.7481 | 75.9711 | 114.4146 | 101.3546 | 91.6307 | 78.4952 | 34.1516 | 34.1516 | 80.3227 | 0 | 45.1723 | 19.3328 | 3.5623
21 | 2030 | 103.3957 | 75.5275 | 114.8383 | 101.1252 | 92.8999 | 78.4459 | 34.8512 | 34.8512 | 81.9867 | 0 | 45.792 | 20.5734 | 3.4178
22 | 2031 | 71.5908 | 42.6517 | 78.6351 | 66.9635 | 58.0164 | 45.8737 | 27.6422 | 27.6422 | 83.6851 | 0 | 45.9809 | 22.6987 | 3.3679 | Segment 2
23 | 2032 | 71.606 | 42.7086 | 81.1979 | 68.7748 | 58.6801 | 46.3772 | 28.2148 | 28.2148 | 85.4186 | 0 | 46.9335 | 23.169 | 3.4332
24 | 2033 | 73.9904 | 44.398 | 85.5449 | 71.8158 | 61.0923 | 48.0858 | 28.7993 | 28.7993 | 87.1881 | 0 | 47.9057 | 23.6489 | 3.6809
25 | 2034 | 76.8795 | 46.4359 | 90.937 | 75.5774 | 64.3054 | 50.3468 | 29.3959 | 29.3959 | 88.9942 | 0 | 48.8981 | 24.1388 | 3.9953
26 | 2035 | 79.6686 | 48.4059 | 95.9865 | 79.1041 | 67.5165 | 52.6074 | 30.0048 | 30.0048 | 90.8378 | 0 | 49.911 | 24.6388 | 4.2978
27 | 2036 | 82.2539 | 50.2365 | 100.5462 | 82.2945 | 70.2562 | 54.5444 | 30.6264 | 30.6264 | 92.7195 | 0 | 50.945 | 25.1493 | 4.567
28 | 2037 | 83.8182 | 51.365 | 103.7284 | 84.5372 | 71.9677 | 55.7743 | 31.2608 | 31.2608 | 94.6403 | 0 | 52.0003 | 25.6702 | 4.735 | Segment 3
29 | 2038 | 83.2089 | 50.9977 | 102.0054 | 83.4028 | 71.2404 | 55.3257 | 31.9084 | 31.9084 | 96.6008 | 0 | 53.0775 | 26.202 | 4.6357
30 | 2039 | 82.7912 | 50.7634 | 100.7436 | 82.5871 | 70.7332 | 55.0297 | 32.5694 | 32.5694 | 98.6019 | 0 | 54.1771 | 26.7448 | 4.5605
31 | 2040 | 83.2167 | 51.1108 | 101.5287 | 83.1822 | 71.1969 | 55.4034 | 33.2441 | 33.2441 | 100.6445 | 0 | 55.2994 | 27.2988 | 4.5925
32 | 2041 | 84.5349 | 52.074 | 104.4809 | 85.2708 | 72.6882 | 56.4859 | 33.9328 | 33.9328 | 102.7294 | 0 | 56.4449 | 27.8643 | 4.7382
33 | 2042 | 85.9905 | 53.133 | 107.7622 | 87.5871 | 74.3372 | 57.6781 | 34.6357 | 34.6357 | 104.8575 | 0 | 57.6142 | 28.4415 | 4.9009
34 | 2043 | 87.4875 | 54.2216 | 111.139 | 89.9703 | 76.0334 | 58.9038 | 35.3532 | 35.3532 | 107.0296 | 0 | 58.8077 | 29.0307 | 5.0684
35 | 2044 | 88.5087 | 54.9837 | 113.353 | 91.5538 | 77.181 | 59.753 | 36.0855 | 36.0855 | 109.2468 | 0 | 60.0259 | 29.6321 | 5.1747
36 | 2045 | 89.2933 | 55.5841 | 114.9858 | 92.7383 | 78.0555 | 60.4153 | 36.8331 | 36.8331 | 111.5099 | 0 | 61.2694 | 30.246 | 5.2503
37 | 2046 | 91.1183 | 56.9022 | 119.1446 | 95.6636 | 80.1278 | 61.9036 | 37.5961 | 37.5961 | 113.8199 | 0 | 62.5386 | 30.8725 | 5.4583
PY Selection | PY19
|  | Penn Power Zone Summer ($/MWh) |  | Penn Power Zone Winter ($/MWh) |  | Penn Power DLC Zone Shoulder ($/MWh) |  | Penn Power Generation Capacity ($/kW/year) |  | Penn Power Transmission Capacity ($/kW/year) |  | Penn Power Distribution Capacity ($/kW/year) |  | Avoided Natural Gas Fuel Costs ($/MMBTU)
PA ACT 129 Program Year | Year | Summer On-Peak | Summer Off-Peak | Winter On-Peak | Winter Off-Peak | Shoulder On-Peak | Shoulder Off-Peak | Summer | Winter | Summer | Winter | Summer | Winter
18 | 2027 | 0 | 0 | 0 | 0 | 0 | 0 | 0 | 0 | 0 | 0 | 0 | 0 | 0 | Segment 1
19 | 2028 | 89.2678 | 58.6469 | 96.5479 | 84.2748 | 75.5974 | 63.4666 | 33.4631 | 33.4631 | 78.6926 | 0 | 45.5178 | 16.7637 | 3.678
20 | 2029 | 99.4881 | 69.7111 | 108.1546 | 95.0946 | 85.3707 | 72.2352 | 34.1516 | 34.1516 | 80.3227 | 0 | 45.1723 | 19.3328 | 3.5623
21 | 2030 | 106.4957 | 78.6275 | 117.9383 | 104.2252 | 95.9999 | 81.5459 | 34.8512 | 34.8512 | 81.9867 | 0 | 45.792 | 20.5734 | 3.4178
22 | 2031 | 104.3608 | 75.4217 | 111.4051 | 99.7335 | 90.7864 | 78.6437 | 35.5672 | 35.5672 | 83.6851 | 0 | 45.9809 | 22.6987 | 3.3679 | Segment 2
23 | 2032 | 71.606 | 42.7086 | 81.1979 | 68.7748 | 58.6801 | 46.3772 | 28.2148 | 28.2148 | 85.4186 | 0 | 46.9335 | 23.169 | 3.4332
24 | 2033 | 73.9904 | 44.398 | 85.5449 | 71.8158 | 61.0923 | 48.0858 | 28.7993 | 28.7993 | 87.1881 | 0 | 47.9057 | 23.6489 | 3.6809
25 | 2034 | 76.8795 | 46.4359 | 90.937 | 75.5774 | 64.3054 | 50.3468 | 29.3959 | 29.3959 | 88.9942 | 0 | 48.8981 | 24.1388 | 3.9953
26 | 2035 | 79.6686 | 48.4059 | 95.9865 | 79.1041 | 67.5165 | 52.6074 | 30.0048 | 30.0048 | 90.8378 | 0 | 49.911 | 24.6388 | 4.2978
27 | 2036 | 82.2539 | 50.2365 | 100.5462 | 82.2945 | 70.2562 | 54.5444 | 30.6264 | 30.6264 | 92.7195 | 0 | 50.945 | 25.1493 | 4.567
28 | 2037 | 83.8182 | 51.365 | 103.7284 | 84.5372 | 71.9677 | 55.7743 | 31.2608 | 31.2608 | 94.6403 | 0 | 52.0003 | 25.6702 | 4.735 | Segment 3
29 | 2038 | 83.2089 | 50.9977 | 102.0054 | 83.4028 | 71.2404 | 55.3257 | 31.9084 | 31.9084 | 96.6008 | 0 | 53.0775 | 26.202 | 4.6357
30 | 2039 | 82.7912 | 50.7634 | 100.7436 | 82.5871 | 70.7332 | 55.0297 | 32.5694 | 32.5694 | 98.6019 | 0 | 54.1771 | 26.7448 | 4.5605
31 | 2040 | 83.2167 | 51.1108 | 101.5287 | 83.1822 | 71.1969 | 55.4034 | 33.2441 | 33.2441 | 100.6445 | 0 | 55.2994 | 27.2988 | 4.5925
32 | 2041 | 84.5349 | 52.074 | 104.4809 | 85.2708 | 72.6882 | 56.4859 | 33.9328 | 33.9328 | 102.7294 | 0 | 56.4449 | 27.8643 | 4.7382
33 | 2042 | 85.9905 | 53.133 | 107.7622 | 87.5871 | 74.3372 | 57.6781 | 34.6357 | 34.6357 | 104.8575 | 0 | 57.6142 | 28.4415 | 4.9009
34 | 2043 | 87.4875 | 54.2216 | 111.139 | 89.9703 | 76.0334 | 58.9038 | 35.3532 | 35.3532 | 107.0296 | 0 | 58.8077 | 29.0307 | 5.0684
35 | 2044 | 88.5087 | 54.9837 | 113.353 | 91.5538 | 77.181 | 59.753 | 36.0855 | 36.0855 | 109.2468 | 0 | 60.0259 | 29.6321 | 5.1747
36 | 2045 | 89.2933 | 55.5841 | 114.9858 | 92.7383 | 78.0555 | 60.4153 | 36.8331 | 36.8331 | 111.5099 | 0 | 61.2694 | 30.246 | 5.2503
37 | 2046 | 91.1183 | 56.9022 | 119.1446 | 95.6636 | 80.1278 | 61.9036 | 37.5961 | 37.5961 | 113.8199 | 0 | 62.5386 | 30.8725 | 5.4583
PY Selection | PY20
|  | Penn Power Zone Summer ($/MWh) |  | Penn Power Zone Winter ($/MWh) |  | Penn Power DLC Zone Shoulder ($/MWh) |  | Penn Power Generation Capacity ($/kW/year) |  | Penn Power Transmission Capacity ($/kW/year) |  | Penn Power Distribution Capacity ($/kW/year) |  | Avoided Natural Gas Fuel Costs ($/MMBTU)
PA ACT 129 Program Year | Year | Summer On-Peak | Summer Off-Peak | Winter On-Peak | Winter Off-Peak | Shoulder On-Peak | Shoulder Off-Peak | Summer | Winter | Summer | Winter | Summer | Winter
18 | 2027 | 0 | 0 | 0 | 0 | 0 | 0 | 0 | 0 | 0 | 0 | 0 | 0 | 0 | Segment 1
19 | 2028 | 0 | 0 | 0 | 0 | 0 | 0 | 0 | 0 | 0 | 0 | 0 | 0 | 0
20 | 2029 | 90.4181 | 60.6411 | 99.0846 | 86.0246 | 76.3007 | 63.1652 | 34.1516 | 34.1516 | 80.3227 | 0 | 45.1723 | 19.3328 | 3.5623
21 | 2030 | 99.8757 | 72.0075 | 111.3183 | 97.6052 | 89.3799 | 74.9259 | 34.8512 | 34.8512 | 81.9867 | 0 | 45.792 | 20.5734 | 3.4178
22 | 2031 | 107.6408 | 78.7017 | 114.6851 | 103.0135 | 94.0664 | 81.9237 | 35.5672 | 35.5672 | 83.6851 | 0 | 45.9809 | 22.6987 | 3.3679 | Segment 2
23 | 2032 | 106.436 | 77.5386 | 116.0279 | 103.6048 | 93.5101 | 81.2072 | 36.2998 | 36.2998 | 85.4186 | 0 | 46.9335 | 23.169 | 3.4332
24 | 2033 | 73.9904 | 44.398 | 85.5449 | 71.8158 | 61.0923 | 48.0858 | 28.7993 | 28.7993 | 87.1881 | 0 | 47.9057 | 23.6489 | 3.6809
25 | 2034 | 76.8795 | 46.4359 | 90.937 | 75.5774 | 64.3054 | 50.3468 | 29.3959 | 29.3959 | 88.9942 | 0 | 48.8981 | 24.1388 | 3.9953
26 | 2035 | 79.6686 | 48.4059 | 95.9865 | 79.1041 | 67.5165 | 52.6074 | 30.0048 | 30.0048 | 90.8378 | 0 | 49.911 | 24.6388 | 4.2978
27 | 2036 | 82.2539 | 50.2365 | 100.5462 | 82.2945 | 70.2562 | 54.5444 | 30.6264 | 30.6264 | 92.7195 | 0 | 50.945 | 25.1493 | 4.567
28 | 2037 | 83.8182 | 51.365 | 103.7284 | 84.5372 | 71.9677 | 55.7743 | 31.2608 | 31.2608 | 94.6403 | 0 | 52.0003 | 25.6702 | 4.735 | Segment 3
29 | 2038 | 83.2089 | 50.9977 | 102.0054 | 83.4028 | 71.2404 | 55.3257 | 31.9084 | 31.9084 | 96.6008 | 0 | 53.0775 | 26.202 | 4.6357
30 | 2039 | 82.7912 | 50.7634 | 100.7436 | 82.5871 | 70.7332 | 55.0297 | 32.5694 | 32.5694 | 98.6019 | 0 | 54.1771 | 26.7448 | 4.5605
31 | 2040 | 83.2167 | 51.1108 | 101.5287 | 83.1822 | 71.1969 | 55.4034 | 33.2441 | 33.2441 | 100.6445 | 0 | 55.2994 | 27.2988 | 4.5925
32 | 2041 | 84.5349 | 52.074 | 104.4809 | 85.2708 | 72.6882 | 56.4859 | 33.9328 | 33.9328 | 102.7294 | 0 | 56.4449 | 27.8643 | 4.7382
33 | 2042 | 85.9905 | 53.133 | 107.7622 | 87.5871 | 74.3372 | 57.6781 | 34.6357 | 34.6357 | 104.8575 | 0 | 57.6142 | 28.4415 | 4.9009
34 | 2043 | 87.4875 | 54.2216 | 111.139 | 89.9703 | 76.0334 | 58.9038 | 35.3532 | 35.3532 | 107.0296 | 0 | 58.8077 | 29.0307 | 5.0684
35 | 2044 | 88.5087 | 54.9837 | 113.353 | 91.5538 | 77.181 | 59.753 | 36.0855 | 36.0855 | 109.2468 | 0 | 60.0259 | 29.6321 | 5.1747
36 | 2045 | 89.2933 | 55.5841 | 114.9858 | 92.7383 | 78.0555 | 60.4153 | 36.8331 | 36.8331 | 111.5099 | 0 | 61.2694 | 30.246 | 5.2503
37 | 2046 | 91.1183 | 56.9022 | 119.1446 | 95.6636 | 80.1278 | 61.9036 | 37.5961 | 37.5961 | 113.8199 | 0 | 62.5386 | 30.8725 | 5.4583
PY Selection | PY21
|  | Penn Power Zone Summer ($/MWh) |  | Penn Power Zone Winter ($/MWh) |  | Penn Power DLC Zone Shoulder ($/MWh) |  | Penn Power Generation Capacity ($/kW/year) |  | Penn Power Transmission Capacity ($/kW/year) |  | Penn Power Distribution Capacity ($/kW/year) |  | Avoided Natural Gas Fuel Costs ($/MMBTU)
PA ACT 129 Program Year | Year | Summer On-Peak | Summer Off-Peak | Winter On-Peak | Winter Off-Peak | Shoulder On-Peak | Shoulder Off-Peak | Summer | Winter | Summer | Winter | Summer | Winter
18 | 2027 | 0 | 0 | 0 | 0 | 0 | 0 | 0 | 0 | 0 | 0 | 0 | 0 | 0 | Segment 1
19 | 2028 | 0 | 0 | 0 | 0 | 0 | 0 | 0 | 0 | 0 | 0 | 0 | 0 | 0
20 | 2029 | 0 | 0 | 0 | 0 | 0 | 0 | 0 | 0 | 0 | 0 | 0 | 0 | 0
21 | 2030 | 90.2857 | 62.4175 | 101.7283 | 88.0152 | 79.7899 | 65.3359 | 34.8512 | 34.8512 | 81.9867 | 0 | 45.792 | 20.5734 | 3.4178
22 | 2031 | 100.6408 | 71.7017 | 107.6851 | 96.0135 | 87.0664 | 74.9237 | 35.5672 | 35.5672 | 83.6851 | 0 | 45.9809 | 22.6987 | 3.3679 | Segment 2
23 | 2032 | 109.916 | 81.0186 | 119.5079 | 107.0848 | 96.9901 | 84.6872 | 36.2998 | 36.2998 | 85.4186 | 0 | 46.9335 | 23.169 | 3.4332
24 | 2033 | 110.1304 | 80.538 | 121.6849 | 107.9558 | 97.2323 | 84.2258 | 37.0443 | 37.0443 | 87.1881 | 0 | 47.9057 | 23.6489 | 3.6809
25 | 2034 | 76.8795 | 46.4359 | 90.937 | 75.5774 | 64.3054 | 50.3468 | 29.3959 | 29.3959 | 88.9942 | 0 | 48.8981 | 24.1388 | 3.9953
26 | 2035 | 79.6686 | 48.4059 | 95.9865 | 79.1041 | 67.5165 | 52.6074 | 30.0048 | 30.0048 | 90.8378 | 0 | 49.911 | 24.6388 | 4.2978
27 | 2036 | 82.2539 | 50.2365 | 100.5462 | 82.2945 | 70.2562 | 54.5444 | 30.6264 | 30.6264 | 92.7195 | 0 | 50.945 | 25.1493 | 4.567
28 | 2037 | 83.8182 | 51.365 | 103.7284 | 84.5372 | 71.9677 | 55.7743 | 31.2608 | 31.2608 | 94.6403 | 0 | 52.0003 | 25.6702 | 4.735 | Segment 3
29 | 2038 | 83.2089 | 50.9977 | 102.0054 | 83.4028 | 71.2404 | 55.3257 | 31.9084 | 31.9084 | 96.6008 | 0 | 53.0775 | 26.202 | 4.6357
30 | 2039 | 82.7912 | 50.7634 | 100.7436 | 82.5871 | 70.7332 | 55.0297 | 32.5694 | 32.5694 | 98.6019 | 0 | 54.1771 | 26.7448 | 4.5605
31 | 2040 | 83.2167 | 51.1108 | 101.5287 | 83.1822 | 71.1969 | 55.4034 | 33.2441 | 33.2441 | 100.6445 | 0 | 55.2994 | 27.2988 | 4.5925
32 | 2041 | 84.5349 | 52.074 | 104.4809 | 85.2708 | 72.6882 | 56.4859 | 33.9328 | 33.9328 | 102.7294 | 0 | 56.4449 | 27.8643 | 4.7382
33 | 2042 | 85.9905 | 53.133 | 107.7622 | 87.5871 | 74.3372 | 57.6781 | 34.6357 | 34.6357 | 104.8575 | 0 | 57.6142 | 28.4415 | 4.9009
34 | 2043 | 87.4875 | 54.2216 | 111.139 | 89.9703 | 76.0334 | 58.9038 | 35.3532 | 35.3532 | 107.0296 | 0 | 58.8077 | 29.0307 | 5.0684
35 | 2044 | 88.5087 | 54.9837 | 113.353 | 91.5538 | 77.181 | 59.753 | 36.0855 | 36.0855 | 109.2468 | 0 | 60.0259 | 29.6321 | 5.1747
36 | 2045 | 89.2933 | 55.5841 | 114.9858 | 92.7383 | 78.0555 | 60.4153 | 36.8331 | 36.8331 | 111.5099 | 0 | 61.2694 | 30.246 | 5.2503
37 | 2046 | 91.1183 | 56.9022 | 119.1446 | 95.6636 | 80.1278 | 61.9036 | 37.5961 | 37.5961 | 113.8199 | 0 | 62.5386 | 30.8725 | 5.4583
PY Selection | PY22
|  | Penn Power Zone Summer ($/MWh) |  | Penn Power Zone Winter ($/MWh) |  | Penn Power DLC Zone Shoulder ($/MWh) |  | Penn Power Generation Capacity ($/kW/year) |  | Penn Power Transmission Capacity ($/kW/year) |  | Penn Power Distribution Capacity ($/kW/year) |  | Avoided Natural Gas Fuel Costs ($/MMBTU)
PA ACT 129 Program Year | Year | Summer On-Peak | Summer Off-Peak | Winter On-Peak | Winter Off-Peak | Shoulder On-Peak | Shoulder Off-Peak | Summer | Winter | Summer | Winter | Summer | Winter
18 | 2027 | 0 | 0 | 0 | 0 | 0 | 0 | 0 | 0 | 0 | 0 | 0 | 0 | 0 | Segment 1
19 | 2028 | 0 | 0 | 0 | 0 | 0 | 0 | 0 | 0 | 0 | 0 | 0 | 0 | 0
20 | 2029 | 0 | 0 | 0 | 0 | 0 | 0 | 0 | 0 | 0 | 0 | 0 | 0 | 0
21 | 2030 | 0 | 0 | 0 | 0 | 0 | 0 | 0 | 0 | 0 | 0 | 0 | 0 | 0
22 | 2031 | 90.5008 | 61.5617 | 97.5451 | 85.8735 | 76.9264 | 64.7837 | 35.5672 | 35.5672 | 83.6851 | 0 | 45.9809 | 22.6987 | 3.3679 | Segment 2
23 | 2032 | 102.486 | 73.5886 | 112.0779 | 99.6548 | 89.5601 | 77.2572 | 36.2998 | 36.2998 | 85.4186 | 0 | 46.9335 | 23.169 | 3.4332
24 | 2033 | 113.7404 | 84.148 | 125.2949 | 111.5658 | 100.8423 | 87.8358 | 37.0443 | 37.0443 | 87.1881 | 0 | 47.9057 | 23.6489 | 3.6809
25 | 2034 | 114.3795 | 83.9359 | 128.437 | 113.0774 | 101.8054 | 87.8468 | 37.8059 | 37.8059 | 88.9942 | 0 | 48.8981 | 24.1388 | 3.9953
26 | 2035 | 79.6686 | 48.4059 | 95.9865 | 79.1041 | 67.5165 | 52.6074 | 30.0048 | 30.0048 | 90.8378 | 0 | 49.911 | 24.6388 | 4.2978
27 | 2036 | 82.2539 | 50.2365 | 100.5462 | 82.2945 | 70.2562 | 54.5444 | 30.6264 | 30.6264 | 92.7195 | 0 | 50.945 | 25.1493 | 4.567
28 | 2037 | 83.8182 | 51.365 | 103.7284 | 84.5372 | 71.9677 | 55.7743 | 31.2608 | 31.2608 | 94.6403 | 0 | 52.0003 | 25.6702 | 4.735 | Segment 3
29 | 2038 | 83.2089 | 50.9977 | 102.0054 | 83.4028 | 71.2404 | 55.3257 | 31.9084 | 31.9084 | 96.6008 | 0 | 53.0775 | 26.202 | 4.6357
30 | 2039 | 82.7912 | 50.7634 | 100.7436 | 82.5871 | 70.7332 | 55.0297 | 32.5694 | 32.5694 | 98.6019 | 0 | 54.1771 | 26.7448 | 4.5605
31 | 2040 | 83.2167 | 51.1108 | 101.5287 | 83.1822 | 71.1969 | 55.4034 | 33.2441 | 33.2441 | 100.6445 | 0 | 55.2994 | 27.2988 | 4.5925
32 | 2041 | 84.5349 | 52.074 | 104.4809 | 85.2708 | 72.6882 | 56.4859 | 33.9328 | 33.9328 | 102.7294 | 0 | 56.4449 | 27.8643 | 4.7382
33 | 2042 | 85.9905 | 53.133 | 107.7622 | 87.5871 | 74.3372 | 57.6781 | 34.6357 | 34.6357 | 104.8575 | 0 | 57.6142 | 28.4415 | 4.9009
34 | 2043 | 87.4875 | 54.2216 | 111.139 | 89.9703 | 76.0334 | 58.9038 | 35.3532 | 35.3532 | 107.0296 | 0 | 58.8077 | 29.0307 | 5.0684
35 | 2044 | 88.5087 | 54.9837 | 113.353 | 91.5538 | 77.181 | 59.753 | 36.0855 | 36.0855 | 109.2468 | 0 | 60.0259 | 29.6321 | 5.1747
36 | 2045 | 89.2933 | 55.5841 | 114.9858 | 92.7383 | 78.0555 | 60.4153 | 36.8331 | 36.8331 | 111.5099 | 0 | 61.2694 | 30.246 | 5.2503
37 | 2046 | 91.1183 | 56.9022 | 119.1446 | 95.6636 | 80.1278 | 61.9036 | 37.5961 | 37.5961 | 113.8199 | 0 | 62.5386 | 30.8725 | 5.4583

## LI Output
PY Selection | PY18 |  | SWE Note: This data includes avoided energy costs from the Arrearages Study and should only be applied for low income programs
|  | Penn Power Zone Summer ($/MWh) |  | Penn Power Zone Winter ($/MWh) |  | Penn Power DLC Zone Shoulder ($/MWh) |  | Penn Power Generation Capacity ($/kW/year) |  | Penn Power Transmission Capacity ($/kW/year) |  | Penn Power Distribution Capacity ($/kW/year) |  | Avoided Natural Gas Fuel Costs ($/MMBTU)
PA ACT 129 Program Year | Year | Summer On-Peak | Summer Off-Peak | Winter On-Peak | Winter Off-Peak | Shoulder On-Peak | Shoulder Off-Peak | Summer | Winter | Summer | Winter | Summer | Winter
18 | 2027 | 105.0252 | 76.2126 | 109.1676 | 97.5809 | 91.9425 | 79.8368 | 67.3985 | 67.3985 | 77.0955 | 0 | 43.5169 | 16.2688 | 3.7538 | Segment 1
19 | 2028 | 116.2398 | 85.6189 | 123.5199 | 111.2468 | 102.5694 | 90.4386 | 33.4631 | 33.4631 | 78.6926 | 0 | 45.5178 | 16.7637 | 3.678
20 | 2029 | 124.5793 | 94.8024 | 133.2459 | 120.1858 | 110.4619 | 97.3265 | 34.1516 | 34.1516 | 80.3227 | 0 | 45.1723 | 19.3328 | 3.5623
21 | 2030 | 122.6035 | 94.7353 | 134.0462 | 120.3331 | 112.1078 | 97.6538 | 34.8512 | 34.8512 | 81.9867 | 0 | 45.792 | 20.5734 | 3.4178
22 | 2031 | 91.1828 | 62.2437 | 98.2271 | 86.5555 | 77.6084 | 65.4658 | 27.6422 | 27.6422 | 83.6851 | 0 | 45.9809 | 22.6987 | 3.3679 | Segment 2
23 | 2032 | 91.5899 | 62.6925 | 101.1818 | 88.7587 | 78.6639 | 66.3611 | 28.2148 | 28.2148 | 85.4186 | 0 | 46.9335 | 23.169 | 3.4332
24 | 2033 | 94.3739 | 64.7815 | 105.9285 | 92.1993 | 81.4758 | 68.4693 | 28.7993 | 28.7993 | 87.1881 | 0 | 47.9057 | 23.6489 | 3.6809
25 | 2034 | 97.6707 | 67.2271 | 111.7282 | 96.3687 | 85.0966 | 71.138 | 29.3959 | 29.3959 | 88.9942 | 0 | 48.8981 | 24.1388 | 3.9953
26 | 2035 | 100.8756 | 69.6129 | 117.1935 | 100.3111 | 88.7235 | 73.8145 | 30.0048 | 30.0048 | 90.8378 | 0 | 49.911 | 24.6388 | 4.2978
27 | 2036 | 103.885 | 71.8677 | 122.1774 | 103.9256 | 91.8874 | 76.1756 | 30.6264 | 30.6264 | 92.7195 | 0 | 50.945 | 25.1493 | 4.567
28 | 2037 | 105.882 | 73.4288 | 125.7922 | 106.6009 | 94.0315 | 77.8381 | 31.2608 | 31.2608 | 94.6403 | 0 | 52.0003 | 25.6702 | 4.735 | Segment 3
29 | 2038 | 105.714 | 73.5028 | 124.5105 | 105.9079 | 93.7455 | 77.8308 | 31.9084 | 31.9084 | 96.6008 | 0 | 53.0775 | 26.202 | 4.6357
30 | 2039 | 105.7464 | 73.7185 | 123.6987 | 105.5423 | 93.6884 | 77.9849 | 32.5694 | 32.5694 | 98.6019 | 0 | 54.1771 | 26.7448 | 4.5605
31 | 2040 | 106.631 | 74.525 | 124.9429 | 106.5965 | 94.6111 | 78.8176 | 33.2441 | 33.2441 | 100.6445 | 0 | 55.2994 | 27.2988 | 4.5925
32 | 2041 | 108.4175 | 75.9566 | 128.3635 | 109.1533 | 96.5708 | 80.3684 | 33.9328 | 33.9328 | 102.7294 | 0 | 56.4449 | 27.8643 | 4.7382
33 | 2042 | 110.3507 | 77.4932 | 132.1224 | 111.9473 | 98.6974 | 82.0383 | 34.6357 | 34.6357 | 104.8575 | 0 | 57.6142 | 28.4415 | 4.9009
34 | 2043 | 112.3349 | 79.069 | 135.9865 | 114.8177 | 100.8808 | 83.7512 | 35.3532 | 35.3532 | 107.0296 | 0 | 58.8077 | 29.0307 | 5.0684
35 | 2044 | 113.853 | 80.3281 | 138.6974 | 116.8982 | 102.5253 | 85.0974 | 36.0855 | 36.0855 | 109.2468 | 0 | 60.0259 | 29.6321 | 5.1747
36 | 2045 | 115.1446 | 81.4354 | 140.8371 | 118.5895 | 103.9067 | 86.2665 | 36.8331 | 36.8331 | 111.5099 | 0 | 61.2694 | 30.246 | 5.2503
37 | 2046 | 117.4866 | 83.2704 | 145.5129 | 122.0318 | 106.4961 | 88.2719 | 37.5961 | 37.5961 | 113.8199 | 0 | 62.5386 | 30.8725 | 5.4583
PY Selection | PY19
|  | Penn Power Zone Summer ($/MWh) |  | Penn Power Zone Winter ($/MWh) |  | Penn Power DLC Zone Shoulder ($/MWh) |  | Penn Power Generation Capacity ($/kW/year) |  | Penn Power Transmission Capacity ($/kW/year) |  | Penn Power Distribution Capacity ($/kW/year) |  | Avoided Natural Gas Fuel Costs ($/MMBTU)
PA ACT 129 Program Year | Year | Summer On-Peak | Summer Off-Peak | Winter On-Peak | Winter Off-Peak | Shoulder On-Peak | Shoulder Off-Peak | Summer | Winter | Summer | Winter | Summer | Winter
18 | 2027 | 0 | 0 | 0 | 0 | 0 | 0 | 0 | 0 | 0 | 0 | 0 | 0 | 0 | Segment 1
19 | 2028 | 107.7298 | 77.1089 | 115.0099 | 102.7368 | 94.0594 | 81.9286 | 33.4631 | 33.4631 | 78.6926 | 0 | 45.5178 | 16.7637 | 3.678
20 | 2029 | 118.3193 | 88.5424 | 126.9859 | 113.9258 | 104.2019 | 91.0665 | 34.1516 | 34.1516 | 80.3227 | 0 | 45.1723 | 19.3328 | 3.5623
21 | 2030 | 125.7035 | 97.8353 | 137.1462 | 123.4331 | 115.2078 | 100.7538 | 34.8512 | 34.8512 | 81.9867 | 0 | 45.792 | 20.5734 | 3.4178
22 | 2031 | 123.9528 | 95.0137 | 130.9971 | 119.3255 | 110.3784 | 98.2358 | 35.5672 | 35.5672 | 83.6851 | 0 | 45.9809 | 22.6987 | 3.3679 | Segment 2
23 | 2032 | 91.5899 | 62.6925 | 101.1818 | 88.7587 | 78.6639 | 66.3611 | 28.2148 | 28.2148 | 85.4186 | 0 | 46.9335 | 23.169 | 3.4332
24 | 2033 | 94.3739 | 64.7815 | 105.9285 | 92.1993 | 81.4758 | 68.4693 | 28.7993 | 28.7993 | 87.1881 | 0 | 47.9057 | 23.6489 | 3.6809
25 | 2034 | 97.6707 | 67.2271 | 111.7282 | 96.3687 | 85.0966 | 71.138 | 29.3959 | 29.3959 | 88.9942 | 0 | 48.8981 | 24.1388 | 3.9953
26 | 2035 | 100.8756 | 69.6129 | 117.1935 | 100.3111 | 88.7235 | 73.8145 | 30.0048 | 30.0048 | 90.8378 | 0 | 49.911 | 24.6388 | 4.2978
27 | 2036 | 103.885 | 71.8677 | 122.1774 | 103.9256 | 91.8874 | 76.1756 | 30.6264 | 30.6264 | 92.7195 | 0 | 50.945 | 25.1493 | 4.567
28 | 2037 | 105.882 | 73.4288 | 125.7922 | 106.6009 | 94.0315 | 77.8381 | 31.2608 | 31.2608 | 94.6403 | 0 | 52.0003 | 25.6702 | 4.735 | Segment 3
29 | 2038 | 105.714 | 73.5028 | 124.5105 | 105.9079 | 93.7455 | 77.8308 | 31.9084 | 31.9084 | 96.6008 | 0 | 53.0775 | 26.202 | 4.6357
30 | 2039 | 105.7464 | 73.7185 | 123.6987 | 105.5423 | 93.6884 | 77.9849 | 32.5694 | 32.5694 | 98.6019 | 0 | 54.1771 | 26.7448 | 4.5605
31 | 2040 | 106.631 | 74.525 | 124.9429 | 106.5965 | 94.6111 | 78.8176 | 33.2441 | 33.2441 | 100.6445 | 0 | 55.2994 | 27.2988 | 4.5925
32 | 2041 | 108.4175 | 75.9566 | 128.3635 | 109.1533 | 96.5708 | 80.3684 | 33.9328 | 33.9328 | 102.7294 | 0 | 56.4449 | 27.8643 | 4.7382
33 | 2042 | 110.3507 | 77.4932 | 132.1224 | 111.9473 | 98.6974 | 82.0383 | 34.6357 | 34.6357 | 104.8575 | 0 | 57.6142 | 28.4415 | 4.9009
34 | 2043 | 112.3349 | 79.069 | 135.9865 | 114.8177 | 100.8808 | 83.7512 | 35.3532 | 35.3532 | 107.0296 | 0 | 58.8077 | 29.0307 | 5.0684
35 | 2044 | 113.853 | 80.3281 | 138.6974 | 116.8982 | 102.5253 | 85.0974 | 36.0855 | 36.0855 | 109.2468 | 0 | 60.0259 | 29.6321 | 5.1747
36 | 2045 | 115.1446 | 81.4354 | 140.8371 | 118.5895 | 103.9067 | 86.2665 | 36.8331 | 36.8331 | 111.5099 | 0 | 61.2694 | 30.246 | 5.2503
37 | 2046 | 117.4866 | 83.2704 | 145.5129 | 122.0318 | 106.4961 | 88.2719 | 37.5961 | 37.5961 | 113.8199 | 0 | 62.5386 | 30.8725 | 5.4583
PY Selection | PY20
|  | Penn Power Zone Summer ($/MWh) |  | Penn Power Zone Winter ($/MWh) |  | Penn Power DLC Zone Shoulder ($/MWh) |  | Penn Power Generation Capacity ($/kW/year) |  | Penn Power Transmission Capacity ($/kW/year) |  | Penn Power Distribution Capacity ($/kW/year) |  | Avoided Natural Gas Fuel Costs ($/MMBTU)
PA ACT 129 Program Year | Year | Summer On-Peak | Summer Off-Peak | Winter On-Peak | Winter Off-Peak | Shoulder On-Peak | Shoulder Off-Peak | Summer | Winter | Summer | Winter | Summer | Winter
18 | 2027 | 0 | 0 | 0 | 0 | 0 | 0 | 0 | 0 | 0 | 0 | 0 | 0 | 0 | Segment 1
19 | 2028 | 0 | 0 | 0 | 0 | 0 | 0 | 0 | 0 | 0 | 0 | 0 | 0 | 0
20 | 2029 | 109.2493 | 79.4724 | 117.9159 | 104.8558 | 95.1319 | 81.9965 | 34.1516 | 34.1516 | 80.3227 | 0 | 45.1723 | 19.3328 | 3.5623
21 | 2030 | 119.0835 | 91.2153 | 130.5262 | 116.8131 | 108.5878 | 94.1338 | 34.8512 | 34.8512 | 81.9867 | 0 | 45.792 | 20.5734 | 3.4178
22 | 2031 | 127.2328 | 98.2937 | 134.2771 | 122.6055 | 113.6584 | 101.5158 | 35.5672 | 35.5672 | 83.6851 | 0 | 45.9809 | 22.6987 | 3.3679 | Segment 2
23 | 2032 | 126.4199 | 97.5225 | 136.0118 | 123.5887 | 113.4939 | 101.1911 | 36.2998 | 36.2998 | 85.4186 | 0 | 46.9335 | 23.169 | 3.4332
24 | 2033 | 94.3739 | 64.7815 | 105.9285 | 92.1993 | 81.4758 | 68.4693 | 28.7993 | 28.7993 | 87.1881 | 0 | 47.9057 | 23.6489 | 3.6809
25 | 2034 | 97.6707 | 67.2271 | 111.7282 | 96.3687 | 85.0966 | 71.138 | 29.3959 | 29.3959 | 88.9942 | 0 | 48.8981 | 24.1388 | 3.9953
26 | 2035 | 100.8756 | 69.6129 | 117.1935 | 100.3111 | 88.7235 | 73.8145 | 30.0048 | 30.0048 | 90.8378 | 0 | 49.911 | 24.6388 | 4.2978
27 | 2036 | 103.885 | 71.8677 | 122.1774 | 103.9256 | 91.8874 | 76.1756 | 30.6264 | 30.6264 | 92.7195 | 0 | 50.945 | 25.1493 | 4.567
28 | 2037 | 105.882 | 73.4288 | 125.7922 | 106.6009 | 94.0315 | 77.8381 | 31.2608 | 31.2608 | 94.6403 | 0 | 52.0003 | 25.6702 | 4.735 | Segment 3
29 | 2038 | 105.714 | 73.5028 | 124.5105 | 105.9079 | 93.7455 | 77.8308 | 31.9084 | 31.9084 | 96.6008 | 0 | 53.0775 | 26.202 | 4.6357
30 | 2039 | 105.7464 | 73.7185 | 123.6987 | 105.5423 | 93.6884 | 77.9849 | 32.5694 | 32.5694 | 98.6019 | 0 | 54.1771 | 26.7448 | 4.5605
31 | 2040 | 106.631 | 74.525 | 124.9429 | 106.5965 | 94.6111 | 78.8176 | 33.2441 | 33.2441 | 100.6445 | 0 | 55.2994 | 27.2988 | 4.5925
32 | 2041 | 108.4175 | 75.9566 | 128.3635 | 109.1533 | 96.5708 | 80.3684 | 33.9328 | 33.9328 | 102.7294 | 0 | 56.4449 | 27.8643 | 4.7382
33 | 2042 | 110.3507 | 77.4932 | 132.1224 | 111.9473 | 98.6974 | 82.0383 | 34.6357 | 34.6357 | 104.8575 | 0 | 57.6142 | 28.4415 | 4.9009
34 | 2043 | 112.3349 | 79.069 | 135.9865 | 114.8177 | 100.8808 | 83.7512 | 35.3532 | 35.3532 | 107.0296 | 0 | 58.8077 | 29.0307 | 5.0684
35 | 2044 | 113.853 | 80.3281 | 138.6974 | 116.8982 | 102.5253 | 85.0974 | 36.0855 | 36.0855 | 109.2468 | 0 | 60.0259 | 29.6321 | 5.1747
36 | 2045 | 115.1446 | 81.4354 | 140.8371 | 118.5895 | 103.9067 | 86.2665 | 36.8331 | 36.8331 | 111.5099 | 0 | 61.2694 | 30.246 | 5.2503
37 | 2046 | 117.4866 | 83.2704 | 145.5129 | 122.0318 | 106.4961 | 88.2719 | 37.5961 | 37.5961 | 113.8199 | 0 | 62.5386 | 30.8725 | 5.4583
PY Selection | PY21
|  | Penn Power Zone Summer ($/MWh) |  | Penn Power Zone Winter ($/MWh) |  | Penn Power DLC Zone Shoulder ($/MWh) |  | Penn Power Generation Capacity ($/kW/year) |  | Penn Power Transmission Capacity ($/kW/year) |  | Penn Power Distribution Capacity ($/kW/year) |  | Avoided Natural Gas Fuel Costs ($/MMBTU)
PA ACT 129 Program Year | Year | Summer On-Peak | Summer Off-Peak | Winter On-Peak | Winter Off-Peak | Shoulder On-Peak | Shoulder Off-Peak | Summer | Winter | Summer | Winter | Summer | Winter
18 | 2027 | 0 | 0 | 0 | 0 | 0 | 0 | 0 | 0 | 0 | 0 | 0 | 0 | 0 | Segment 1
19 | 2028 | 0 | 0 | 0 | 0 | 0 | 0 | 0 | 0 | 0 | 0 | 0 | 0 | 0
20 | 2029 | 0 | 0 | 0 | 0 | 0 | 0 | 0 | 0 | 0 | 0 | 0 | 0 | 0
21 | 2030 | 109.4935 | 81.6253 | 120.9362 | 107.2231 | 98.9978 | 84.5438 | 34.8512 | 34.8512 | 81.9867 | 0 | 45.792 | 20.5734 | 3.4178
22 | 2031 | 120.2328 | 91.2937 | 127.2771 | 115.6055 | 106.6584 | 94.5158 | 35.5672 | 35.5672 | 83.6851 | 0 | 45.9809 | 22.6987 | 3.3679 | Segment 2
23 | 2032 | 129.8999 | 101.0025 | 139.4918 | 127.0687 | 116.9739 | 104.6711 | 36.2998 | 36.2998 | 85.4186 | 0 | 46.9335 | 23.169 | 3.4332
24 | 2033 | 130.5139 | 100.9215 | 142.0685 | 128.3393 | 117.6158 | 104.6093 | 37.0443 | 37.0443 | 87.1881 | 0 | 47.9057 | 23.6489 | 3.6809
25 | 2034 | 97.6707 | 67.2271 | 111.7282 | 96.3687 | 85.0966 | 71.138 | 29.3959 | 29.3959 | 88.9942 | 0 | 48.8981 | 24.1388 | 3.9953
26 | 2035 | 100.8756 | 69.6129 | 117.1935 | 100.3111 | 88.7235 | 73.8145 | 30.0048 | 30.0048 | 90.8378 | 0 | 49.911 | 24.6388 | 4.2978
27 | 2036 | 103.885 | 71.8677 | 122.1774 | 103.9256 | 91.8874 | 76.1756 | 30.6264 | 30.6264 | 92.7195 | 0 | 50.945 | 25.1493 | 4.567
28 | 2037 | 105.882 | 73.4288 | 125.7922 | 106.6009 | 94.0315 | 77.8381 | 31.2608 | 31.2608 | 94.6403 | 0 | 52.0003 | 25.6702 | 4.735 | Segment 3
29 | 2038 | 105.714 | 73.5028 | 124.5105 | 105.9079 | 93.7455 | 77.8308 | 31.9084 | 31.9084 | 96.6008 | 0 | 53.0775 | 26.202 | 4.6357
30 | 2039 | 105.7464 | 73.7185 | 123.6987 | 105.5423 | 93.6884 | 77.9849 | 32.5694 | 32.5694 | 98.6019 | 0 | 54.1771 | 26.7448 | 4.5605
31 | 2040 | 106.631 | 74.525 | 124.9429 | 106.5965 | 94.6111 | 78.8176 | 33.2441 | 33.2441 | 100.6445 | 0 | 55.2994 | 27.2988 | 4.5925
32 | 2041 | 108.4175 | 75.9566 | 128.3635 | 109.1533 | 96.5708 | 80.3684 | 33.9328 | 33.9328 | 102.7294 | 0 | 56.4449 | 27.8643 | 4.7382
33 | 2042 | 110.3507 | 77.4932 | 132.1224 | 111.9473 | 98.6974 | 82.0383 | 34.6357 | 34.6357 | 104.8575 | 0 | 57.6142 | 28.4415 | 4.9009
34 | 2043 | 112.3349 | 79.069 | 135.9865 | 114.8177 | 100.8808 | 83.7512 | 35.3532 | 35.3532 | 107.0296 | 0 | 58.8077 | 29.0307 | 5.0684
35 | 2044 | 113.853 | 80.3281 | 138.6974 | 116.8982 | 102.5253 | 85.0974 | 36.0855 | 36.0855 | 109.2468 | 0 | 60.0259 | 29.6321 | 5.1747
36 | 2045 | 115.1446 | 81.4354 | 140.8371 | 118.5895 | 103.9067 | 86.2665 | 36.8331 | 36.8331 | 111.5099 | 0 | 61.2694 | 30.246 | 5.2503
37 | 2046 | 117.4866 | 83.2704 | 145.5129 | 122.0318 | 106.4961 | 88.2719 | 37.5961 | 37.5961 | 113.8199 | 0 | 62.5386 | 30.8725 | 5.4583
PY Selection | PY22
|  | Penn Power Zone Summer ($/MWh) |  | Penn Power Zone Winter ($/MWh) |  | Penn Power DLC Zone Shoulder ($/MWh) |  | Penn Power Generation Capacity ($/kW/year) |  | Penn Power Transmission Capacity ($/kW/year) |  | Penn Power Distribution Capacity ($/kW/year) |  | Avoided Natural Gas Fuel Costs ($/MMBTU)
PA ACT 129 Program Year | Year | Summer On-Peak | Summer Off-Peak | Winter On-Peak | Winter Off-Peak | Shoulder On-Peak | Shoulder Off-Peak | Summer | Winter | Summer | Winter | Summer | Winter
18 | 2027 | 0 | 0 | 0 | 0 | 0 | 0 | 0 | 0 | 0 | 0 | 0 | 0 | 0 | Segment 1
19 | 2028 | 0 | 0 | 0 | 0 | 0 | 0 | 0 | 0 | 0 | 0 | 0 | 0 | 0
20 | 2029 | 0 | 0 | 0 | 0 | 0 | 0 | 0 | 0 | 0 | 0 | 0 | 0 | 0
21 | 2030 | 0 | 0 | 0 | 0 | 0 | 0 | 0 | 0 | 0 | 0 | 0 | 0 | 0
22 | 2031 | 110.0928 | 81.1537 | 117.1371 | 105.4655 | 96.5184 | 84.3758 | 35.5672 | 35.5672 | 83.6851 | 0 | 45.9809 | 22.6987 | 3.3679 | Segment 2
23 | 2032 | 122.4699 | 93.5725 | 132.0618 | 119.6387 | 109.5439 | 97.2411 | 36.2998 | 36.2998 | 85.4186 | 0 | 46.9335 | 23.169 | 3.4332
24 | 2033 | 134.1239 | 104.5315 | 145.6785 | 131.9493 | 121.2258 | 108.2193 | 37.0443 | 37.0443 | 87.1881 | 0 | 47.9057 | 23.6489 | 3.6809
25 | 2034 | 135.1707 | 104.7271 | 149.2282 | 133.8687 | 122.5966 | 108.638 | 37.8059 | 37.8059 | 88.9942 | 0 | 48.8981 | 24.1388 | 3.9953
26 | 2035 | 100.8756 | 69.6129 | 117.1935 | 100.3111 | 88.7235 | 73.8145 | 30.0048 | 30.0048 | 90.8378 | 0 | 49.911 | 24.6388 | 4.2978
27 | 2036 | 103.885 | 71.8677 | 122.1774 | 103.9256 | 91.8874 | 76.1756 | 30.6264 | 30.6264 | 92.7195 | 0 | 50.945 | 25.1493 | 4.567
28 | 2037 | 105.882 | 73.4288 | 125.7922 | 106.6009 | 94.0315 | 77.8381 | 31.2608 | 31.2608 | 94.6403 | 0 | 52.0003 | 25.6702 | 4.735 | Segment 3
29 | 2038 | 105.714 | 73.5028 | 124.5105 | 105.9079 | 93.7455 | 77.8308 | 31.9084 | 31.9084 | 96.6008 | 0 | 53.0775 | 26.202 | 4.6357
30 | 2039 | 105.7464 | 73.7185 | 123.6987 | 105.5423 | 93.6884 | 77.9849 | 32.5694 | 32.5694 | 98.6019 | 0 | 54.1771 | 26.7448 | 4.5605
31 | 2040 | 106.631 | 74.525 | 124.9429 | 106.5965 | 94.6111 | 78.8176 | 33.2441 | 33.2441 | 100.6445 | 0 | 55.2994 | 27.2988 | 4.5925
32 | 2041 | 108.4175 | 75.9566 | 128.3635 | 109.1533 | 96.5708 | 80.3684 | 33.9328 | 33.9328 | 102.7294 | 0 | 56.4449 | 27.8643 | 4.7382
33 | 2042 | 110.3507 | 77.4932 | 132.1224 | 111.9473 | 98.6974 | 82.0383 | 34.6357 | 34.6357 | 104.8575 | 0 | 57.6142 | 28.4415 | 4.9009
34 | 2043 | 112.3349 | 79.069 | 135.9865 | 114.8177 | 100.8808 | 83.7512 | 35.3532 | 35.3532 | 107.0296 | 0 | 58.8077 | 29.0307 | 5.0684
35 | 2044 | 113.853 | 80.3281 | 138.6974 | 116.8982 | 102.5253 | 85.0974 | 36.0855 | 36.0855 | 109.2468 | 0 | 60.0259 | 29.6321 | 5.1747
36 | 2045 | 115.1446 | 81.4354 | 140.8371 | 118.5895 | 103.9067 | 86.2665 | 36.8331 | 36.8331 | 111.5099 | 0 | 61.2694 | 30.246 | 5.2503
37 | 2046 | 117.4866 | 83.2704 | 145.5129 | 122.0318 | 106.4961 | 88.2719 | 37.5961 | 37.5961 | 113.8199 | 0 | 62.5386 | 30.8725 | 5.4583

## Elec Futures
Record Field | Period | Month | Year | NYMEX: PJM Western Hub On-peak (Nominal $/MWh) | NYMEX: PJM Western Hub Off-peak (Nominal S/MWh) | Penn Power Zone Adjusted On-Peak (Nominal $/MWh) | Penn Power Zone Adjusted Off-Peak (Nominal $/MWh) | Real-Time, Load-Weighted LMPs ($/MWh)
1 | 2026-01-01 | Jan | 2026 | 71.024 | 56.192 | 71.3522 | 56.4517 | Zone | EDC | 2020 | 2021 | 2022 | 2023 | 2024 | Basis Factor
2 | 2026-02-01 | Feb | 2026 | 55.247 | 45.15 | 55.5023 | 45.3587 |  | Western Hub | 20.92 | 38.88 | 74.25 | 31.78 | 33.24
3 | 2026-03-01 | Mar | 2026 | 48.432 | 41.642 | 48.6558 | 41.8344 | #REF! | Penn Power | 22.55 | 39.47 | 74.96 | 31.05 | 31.96 | 100.5%
4 | 2026-04-01 | Apr | 2026 | 48.502 | 41.086 | 48.7262 | 41.2759 | Source: PJM State of the Market Report, Tables in chapter 11
5 | 2026-05-01 | May | 2026 | 45.085 | 26.672 | 45.2934 | 26.7953
6 | 2026-06-01 | Jun | 2026 | 81.131 | 33.972 | 81.5059 | 34.129
7 | 2026-07-01 | Jul | 2026 | 76.914 | 37.462 | 77.2695 | 37.6351
8 | 2026-08-01 | Aug | 2026 | 51.052 | 30.439 | 51.2879 | 30.5797
9 | 2026-09-01 | Sep | 2026 | 48.05 | 29.1 | 48.2721 | 29.2345
10 | 2026-10-01 | Oct | 2026 | 47.7 | 32.6 | 47.9204 | 32.7507
11 | 2026-11-01 | Nov | 2026 | 47.7 | 37 | 47.9204 | 37.171
12 | 2026-12-01 | Dec | 2026 | 56.15 | 46.2 | 56.4095 | 46.4135
13 | 2027-01-01 | Jan | 2027 | 78.95 | 65.15 | 79.3149 | 65.4511
14 | 2027-02-01 | Feb | 2027 | 66.75 | 55.85 | 67.0585 | 56.1081
15 | 2027-03-01 | Mar | 2027 | 50.55 | 41.6 | 50.7836 | 41.7923
16 | 2027-04-01 | Apr | 2027 | 51 | 38.7 | 51.2357 | 38.8789
17 | 2027-05-01 | May | 2027 | 51.5 | 33.55 | 51.738 | 33.7051
18 | 2027-06-01 | Jun | 2027 | 57.9 | 34 | 58.1676 | 34.1571
19 | 2027-07-01 | Jul | 2027 | 85 | 43 | 85.3928 | 43.1987
20 | 2027-08-01 | Aug | 2027 | 74.35 | 37.05 | 74.6936 | 37.2212
21 | 2027-09-01 | Sep | 2027 | 56.3 | 34.05 | 56.5602 | 34.2074
22 | 2027-10-01 | Oct | 2027 | 53.9 | 37.45 | 54.1491 | 37.6231
23 | 2027-11-01 | Nov | 2027 | 52.5 | 42 | 52.7426 | 42.1941
24 | 2027-12-01 | Dec | 2027 | 61.7 | 51.8 | 61.9851 | 52.0394
25 | 2028-01-01 | Jan | 2028 | 85.55 | 70.45 | 85.9454 | 70.7756
26 | 2028-02-01 | Feb | 2028 | 72.95 | 61.75 | 73.2871 | 62.0354
27 | 2028-03-01 | Mar | 2028 | 51.95 | 43 | 52.1901 | 43.1987
28 | 2028-04-01 | Apr | 2028 | 51.25 | 39.3 | 51.4869 | 39.4816
29 | 2028-05-01 | May | 2028 | 51.65 | 33.35 | 51.8887 | 33.5041
30 | 2028-06-01 | Jun | 2028 | 58.2 | 33.55 | 58.469 | 33.7051
31 | 2028-07-01 | Jul | 2028 | 87.45 | 41.7 | 87.8541 | 41.8927
32 | 2028-08-01 | Aug | 2028 | 76.3 | 38.3 | 76.6526 | 38.477
33 | 2028-09-01 | Sep | 2028 | 56.75 | 31.05 | 57.0123 | 31.1935
34 | 2028-10-01 | Oct | 2028 | 53.85 | 36.8 | 54.0989 | 36.9701
35 | 2028-11-01 | Nov | 2028 | 52.8 | 42.45 | 53.044 | 42.6462
36 | 2028-12-01 | Dec | 2028 | 61.45 | 51.1 | 61.734 | 51.3362
37 | 2029-01-01 | Jan | 2029 | 82.5 | 70.65 | 82.8813 | 70.9765
38 | 2029-02-01 | Feb | 2029 | 76.5 | 64.05 | 76.8535 | 64.346
39 | 2029-03-01 | Mar | 2029 | 51.95 | 42.4 | 52.1901 | 42.596
40 | 2029-04-01 | Apr | 2029 | 50.7 | 37.35 | 50.9343 | 37.5226
41 | 2029-05-01 | May | 2029 | 51.45 | 34.9 | 51.6878 | 35.0613
42 | 2029-06-01 | Jun | 2029 | 57.15 | 34.15 | 57.4141 | 34.3078
43 | 2029-07-01 | Jul | 2029 | 88.2 | 40.9 | 88.6076 | 41.089
44 | 2029-08-01 | Aug | 2029 | 77.45 | 37.6 | 77.8079 | 37.7738
45 | 2029-09-01 | Sep | 2029 | 55.95 | 34.45 | 56.2086 | 34.6092
46 | 2029-10-01 | Oct | 2029 | 51.05 | 35.35 | 51.2859 | 35.5134
47 | 2029-11-01 | Nov | 2029 | 54.25 | 40.55 | 54.5007 | 40.7374
48 | 2029-12-01 | Dec | 2029 | 65 | 50.3 | 65.3004 | 50.5325
49 | 2030-01-01 | Jan | 2030 | 83.2 | 69.15 | 83.5845 | 69.4696
50 | 2030-02-01 | Feb | 2030 | 76.75 | 62.7 | 77.1047 | 62.9898
51 | 2030-03-01 | Mar | 2030 | 55.8 | 46.2 | 56.0579 | 46.4135
52 | 2030-04-01 | Apr | 2030 | 52.9 | 37.15 | 53.1445 | 37.3217
53 | 2030-05-01 | May | 2030 | 54.8 | 35.6 | 55.0533 | 35.7645
54 | 2030-06-01 | Jun | 2030 | 59 | 34.75 | 59.2727 | 34.9106
55 | 2030-07-01 | Jul | 2030 | 82.15 | 41.75 | 82.5297 | 41.9429
56 | 2030-08-01 | Aug | 2030 | 70.85 | 38.4 | 71.1774 | 38.5775
57 | 2030-09-01 | Sep | 2030 | 57.25 | 34.85 | 57.5146 | 35.0111
58 | 2030-10-01 | Oct | 2030 | 52.5 | 35.55 | 52.7426 | 35.7143
59 | 2030-11-01 | Nov | 2030 | 56.25 | 41 | 56.51 | 41.1895
60 | 2030-12-01 | Dec | 2030 | 68.65 | 55.8 | 68.9673 | 56.0579
End of Segment I

## NG Futures
Natural Gas Futures
Status | Data Needed: TRC Order Section
Complete | NYMEX Natural Gas Futures at Henry Hub: B.2.b.i Page 15
Complete | EIA AEO Mid Atlantic Natural Gas Price Forecast in Real Dollars: B.2.b.iii Page 16
Record Field | Period | Month | Year | NYMEX: Henry Hub Natural Gas Price (Nominal $/MMBTU) | NYMEX: Penn Power Natural Gas Price (Nominal $/MMBTU) | EIA AEO Gas Prices (Nominal $/MMBTU) | Penn Power Natural Gas Price (Nominal $/MMBTU) |  | EIA AEO Mid-Atlantic Data (Electric Power, Natural Gas 2024 Dollars) [$/MMBTU]
1 | 2026-01-01 | Jan | 2026 | 4.154 | 6.7262 | 6.0563 | 6.7262 |  | 3 | 4 | 5 | 6 | 7 | 8 | 9 | 10 | 11 | 12 | 13 | 14 | 15 | 16 | 17 | 18 | 19 | 20 | 21 | 22 | 23 | 24
2 | 2026-02-01 | Feb | 2026 | 3.924 | 5.9695 | 5.3348 | 5.9695 | Year | 2025 | 2026 | 2027 | 2028 | 2029 | 2030 | 2031 | 2032 | 2033 | 2034 | 2035 | 2036 | 2037 | 2038 | 2039 | 2040 | 2041 | 2042 | 2043 | 2044 | 2045 | 2046
3 | 2026-03-01 | Mar | 2026 | 3.542 | 3.329 | 2.9073 | 3.329 | Real | 2.7247 | 2.7802 | 2.6369 | 2.5768 | 2.6437 | 2.7737 | 2.8665 | 3.223 | 3.4834 | 3.598 | 3.6316 | 3.6108 | 3.5182 | 3.3769 | 3.2569 | 3.2155 | 3.2524 | 3.2982 | 3.344 | 3.3472 | 3.3295 | 3.3936
4 | 2026-04-01 | Apr | 2026 | 3.408 | 3.028 | 2.3866 | 3.028 | Nominal | 2.8914 | 3.0094 | 2.9114 | 2.9019 | 3.0368 | 3.2498 | 3.4257 | 3.9288 | 4.3312 | 4.5631 | 4.6979 | 4.7644 | 4.735 | 4.6357 | 4.5605 | 4.5925 | 4.7382 | 4.9009 | 5.0684 | 5.1747 | 5.2503 | 5.4583
5 | 2026-05-01 | May | 2026 | 3.437 | 2.759 | 2.1147 | 2.759
6 | 2026-06-01 | Jun | 2026 | 3.613 | 2.8113 | 2.133 | 2.8113
7 | 2026-07-01 | Jul | 2026 | 3.813 | 2.9595 | 2.2303 | 2.9595
8 | 2026-08-01 | Aug | 2026 | 3.875 | 2.9968 | 2.2651 | 2.9968
9 | 2026-09-01 | Sep | 2026 | 3.837 | 2.5873 | 1.9365 | 2.5873
10 | 2026-10-01 | Oct | 2026 | 3.883 | 2.609 | 1.973 | 2.609
11 | 2026-11-01 | Nov | 2026 | 4.097 | 3.3333 | 2.5744 | 3.3333
12 | 2026-12-01 | Dec | 2026 | 4.497 | 5.2353 | 4.2007 | 5.2353
13 | 2027-01-01 | Jan | 2027 | 4.749 | 7.3212 | 5.8591 | 7.3212
14 | 2027-02-01 | Feb | 2027 | 4.379 | 6.4245 | 5.161 | 6.4245
15 | 2027-03-01 | Mar | 2027 | 3.803 | 3.59 | 2.8126 | 3.59
16 | 2027-04-01 | Apr | 2027 | 3.418 | 3.038 | 2.3089 | 3.038
17 | 2027-05-01 | May | 2027 | 3.394 | 2.716 | 2.0459 | 2.716
18 | 2027-06-01 | Jun | 2027 | 3.542 | 2.7402 | 2.0636 | 2.7402
19 | 2027-07-01 | Jul | 2027 | 3.72 | 2.8665 | 2.1577 | 2.8665
20 | 2027-08-01 | Aug | 2027 | 3.78 | 2.9017 | 2.1913 | 2.9017
21 | 2027-09-01 | Sep | 2027 | 3.746 | 2.4963 | 1.8735 | 2.4963
22 | 2027-10-01 | Oct | 2027 | 3.803 | 2.529 | 1.9087 | 2.529
23 | 2027-11-01 | Nov | 2027 | 4.011 | 3.2473 | 2.4906 | 3.2473
24 | 2027-12-01 | Dec | 2027 | 4.436 | 5.1743 | 4.0638 | 5.1743
25 | 2028-01-01 | Jan | 2028 | 4.734 | 7.3062 | 5.84 | 7.3062
26 | 2028-02-01 | Feb | 2028 | 4.393 | 6.4385 | 5.1442 | 6.4385
27 | 2028-03-01 | Mar | 2028 | 3.768 | 3.555 | 2.8034 | 3.555
28 | 2028-04-01 | Apr | 2028 | 3.298 | 2.918 | 2.3014 | 2.918
29 | 2028-05-01 | May | 2028 | 3.269 | 2.591 | 2.0392 | 2.591
30 | 2028-06-01 | Jun | 2028 | 3.42 | 2.6182 | 2.0568 | 2.6182
31 | 2028-07-01 | Jul | 2028 | 3.595 | 2.7415 | 2.1507 | 2.7415
32 | 2028-08-01 | Aug | 2028 | 3.664 | 2.7858 | 2.1842 | 2.7858
33 | 2028-09-01 | Sep | 2028 | 3.648 | 2.3983 | 1.8674 | 2.3983
34 | 2028-10-01 | Oct | 2028 | 3.715 | 2.441 | 1.9025 | 2.441
35 | 2028-11-01 | Nov | 2028 | 3.958 | 3.1943 | 2.4825 | 3.1943
36 | 2028-12-01 | Dec | 2028 | 4.41 | 5.1483 | 4.0506 | 5.1483
37 | 2029-01-01 | Jan | 2029 | 4.675 | 7.2472 | 6.1114 | 7.2472
38 | 2029-02-01 | Feb | 2029 | 4.333 | 6.3785 | 5.3832 | 6.3785
39 | 2029-03-01 | Mar | 2029 | 3.639 | 3.426 | 2.9337 | 3.426
40 | 2029-04-01 | Apr | 2029 | 3.175 | 2.795 | 2.4083 | 2.795
41 | 2029-05-01 | May | 2029 | 3.154 | 2.476 | 2.134 | 2.476
42 | 2029-06-01 | Jun | 2029 | 3.304 | 2.5023 | 2.1524 | 2.5023
43 | 2029-07-01 | Jul | 2029 | 3.474 | 2.6205 | 2.2506 | 2.6205
44 | 2029-08-01 | Aug | 2029 | 3.544 | 2.6658 | 2.2857 | 2.6658
45 | 2029-09-01 | Sep | 2029 | 3.538 | 2.2883 | 1.9541 | 2.2883
46 | 2029-10-01 | Oct | 2029 | 3.611 | 2.337 | 1.9909 | 2.337
47 | 2029-11-01 | Nov | 2029 | 3.798 | 3.0343 | 2.5978 | 3.0343
48 | 2029-12-01 | Dec | 2029 | 4.239 | 4.9772 | 4.2388 | 4.9772
49 | 2030-01-01 | Jan | 2030 | 4.505 | 7.1287 | 6.5402 | 7.1287
50 | 2030-02-01 | Feb | 2030 | 4.22 | 6.3064 | 5.761 | 6.3064
51 | 2030-03-01 | Mar | 2030 | 3.569 | 3.3517 | 3.1395 | 3.3517
52 | 2030-04-01 | Apr | 2030 | 3.066 | 2.6784 | 2.5773 | 2.6784
53 | 2030-05-01 | May | 2030 | 3.036 | 2.3444 | 2.2837 | 2.3444
54 | 2030-06-01 | Jun | 2030 | 3.172 | 2.3542 | 2.3034 | 2.3542
55 | 2030-07-01 | Jul | 2030 | 3.323 | 2.4524 | 2.4085 | 2.4524
56 | 2030-08-01 | Aug | 2030 | 3.39 | 2.4942 | 2.4461 | 2.4942
57 | 2030-09-01 | Sep | 2030 | 3.366 | 2.0913 | 2.0913 | 2.0913
58 | 2030-10-01 | Oct | 2030 | 3.441 | 2.1415 | 2.1306 | 2.1415
59 | 2030-11-01 | Nov | 2030 | 3.632 | 2.853 | 2.7801 | 2.853
60 | 2030-12-01 | Dec | 2030 | 4.064 | 4.817 | 4.5363 | 4.817
61 | 2031-01-01 | Jan | 2031 | 4.334 | 7.0102 | 6.8941 | 6.9936
62 | 2031-02-01 | Feb | 2031 | 4.064 | 6.1921 | 6.0727 | 6.1751
63 | 2031-03-01 | Mar | 2031 | 3.429 | 3.2074 | 3.3094 | 3.222
64 | 2031-04-01 | Apr | 2031 | 3.032 | 2.6366 | 2.7168 | 2.6481
65 | 2031-05-01 | May | 2031 | 3.05 | 2.3446 | 2.4073 | 2.3536
66 | 2031-06-01 | Jun | 2031 | 3.185 | 2.3509 | 2.4281 | 2.3619
67 | 2031-07-01 | Jul | 2031 | 3.331 | 2.443 | 2.5389 | 2.4567
68 | 2031-08-01 | Aug | 2031 | 3.359 | 2.4453 | 2.5784 | 2.4643
69 | 2031-09-01 | Sep | 2031 | 3.325 | 2.0248 | 2.2044 | 2.0504
70 | 2031-10-01 | Oct | 2031 | 3.388 | 2.0625 | 2.2459 | 2.0887
71 | 2031-11-01 | Nov | 2031 | 3.581 | 2.7864 | 2.9305 | 2.807
72 | 2031-12-01 | Dec | 2031 | 4.028 | 4.7961 | 4.7818 | 4.794
73 | 2032-01-01 | Jan | 2032 | 4.298 | 7.0277 | 7.9066 | 7.2788
74 | 2032-02-01 | Feb | 2032 | 4.028 | 6.1987 | 6.9646 | 6.4175
75 | 2032-03-01 | Mar | 2032 | 3.363 | 3.137 | 3.7955 | 3.3251
76 | 2032-04-01 | Apr | 2032 | 2.883 | 2.4797 | 3.1158 | 2.6615
77 | 2032-05-01 | May | 2032 | 2.863 | 2.1435 | 2.7608 | 2.3199
78 | 2032-06-01 | Jun | 2032 | 3.013 | 2.1622 | 2.7847 | 2.34
79 | 2032-07-01 | Jul | 2032 | 3.173 | 2.2673 | 2.9117 | 2.4514
80 | 2032-08-01 | Aug | 2032 | 3.205 | 2.273 | 2.9571 | 2.4685
81 | 2032-09-01 | Sep | 2032 | 3.18 | 1.8538 | 2.5282 | 2.0464
82 | 2032-10-01 | Oct | 2032 | 3.255 | 1.903 | 2.5758 | 2.0952
83 | 2032-11-01 | Nov | 2032 | 3.485 | 2.6745 | 3.3609 | 2.8706
84 | 2032-12-01 | Dec | 2032 | 3.915 | 4.6984 | 5.484 | 4.9229
85 | 2033-01-01 | Jan | 2033 | 4.165 | 6.9493 | 8.7163 | 7.7066
86 | 2033-02-01 | Feb | 2033 | 3.9 | 6.1141 | 7.6778 | 6.7843
87 | 2033-03-01 | Mar | 2033 | 3.28 | 3.0494 | 4.1842 | 3.5357
88 | 2033-04-01 | Apr | 2033 | 2.83 | 2.4187 | 3.4348 | 2.8542
89 | 2033-05-01 | May | 2033 | 2.86 | 2.1261 | 3.0436 | 2.5193
90 | 2033-06-01 | Jun | 2033 | 3.002 | 2.1342 | 3.0699 | 2.5352
91 | 2033-07-01 | Jul | 2033 | 3.167 | 2.2431 | 3.2099 | 2.6575
92 | 2033-08-01 | Aug | 2033 | 3.207 | 2.2564 | 3.2599 | 2.6865
93 | 2033-09-01 | Sep | 2033 | 3.182 | 1.8292 | 2.7871 | 2.2397
94 | 2033-10-01 | Oct | 2033 | 3.228 | 1.849 | 2.8395 | 2.2735
95 | 2033-11-01 | Nov | 2033 | 3.488 | 2.6613 | 3.7051 | 3.1086
96 | 2033-12-01 | Dec | 2033 | 3.888 | 4.6871 | 6.0456 | 5.2693
97 | 2034-01-01 | Jan | 2034 | 4.143 | 6.983 | 9.1832 | 8.2402
98 | 2034-02-01 | Feb | 2034 | 3.903 | 6.1614 | 8.0891 | 7.2629
99 | 2034-03-01 | Mar | 2034 | 3.303 | 3.0678 | 4.4083 | 3.8338
100 | 2034-04-01 | Apr | 2034 | 2.903 | 2.4834 | 3.6188 | 3.1322
101 | 2034-05-01 | May | 2034 | 2.933 | 2.1844 | 3.2066 | 2.7685
102 | 2034-06-01 | Jun | 2034 | 3.063 | 2.1778 | 3.2343 | 2.7815
103 | 2034-07-01 | Jul | 2034 | 3.208 | 2.2657 | 3.3818 | 2.9035
104 | 2034-08-01 | Aug | 2034 | 3.248 | 2.2783 | 3.4346 | 2.939
105 | 2034-09-01 | Sep | 2034 | 3.263 | 1.8832 | 2.9364 | 2.485
106 | 2034-10-01 | Oct | 2034 | 3.309 | 1.9024 | 2.9916 | 2.5248
107 | 2034-11-01 | Nov | 2034 | 3.549 | 2.7058 | 3.9036 | 3.3902
108 | 2034-12-01 | Dec | 2034 | 3.949 | 4.7641 | 6.3694 | 5.6814
109 | 2035-01-01 | Jan | 2035 | 4.169 | 7.0658 | 9.4544 | 8.7719
110 | 2035-02-01 | Feb | 2035 | 3.929 | 6.2326 | 8.3279 | 7.7293
111 | 2035-03-01 | Mar | 2035 | 3.499 | 3.2591 | 4.5384 | 4.1729
112 | 2035-04-01 | Apr | 2035 | 3.169 | 2.7411 | 3.7257 | 3.4444
113 | 2035-05-01 | May | 2035 | 3.147 | 2.3835 | 3.3013 | 3.039
114 | 2035-06-01 | Jun | 2035 | 3.182 | 2.2791 | 3.3298 | 3.0296
115 | 2035-07-01 | Jul | 2035 | 3.222 | 2.2608 | 3.4817 | 3.1329
116 | 2035-08-01 | Aug | 2035 | 3.262 | 2.2729 | 3.536 | 3.1751
117 | 2035-09-01 | Sep | 2035 | 3.277 | 1.8696 | 3.0231 | 2.6935
118 | 2035-10-01 | Oct | 2035 | 3.323 | 1.8883 | 3.08 | 2.7395
119 | 2035-11-01 | Nov | 2035 | 3.523 | 2.6629 | 4.0188 | 3.6314
120 | 2035-12-01 | Dec | 2035 | 3.823 | 4.6544 | 6.5575 | 6.0138
121 | 2036-01-01 | Jan | 2036 | 4.093 | 7.0477 | 9.5882 | 9.2253
122 | 2036-02-01 | Feb | 2036 | 3.923 | 6.2726 | 8.4458 | 8.1354
123 | 2036-03-01 | Mar | 2036 | 3.653 | 3.4083 | 4.6027 | 4.4321
124 | 2036-04-01 | Apr | 2036 | 3.323 | 2.8865 | 3.7784 | 3.651
125 | 2036-05-01 | May | 2036 | 3.301 | 2.5222 | 3.348 | 3.23
126 | 2036-06-01 | Jun | 2036 | 3.336 | 2.415 | 3.3769 | 3.2395
127 | 2036-07-01 | Jul | 2036 | 3.376 | 2.3956 | 3.531 | 3.3688
128 | 2036-08-01 | Aug | 2036 | 3.416 | 2.4072 | 3.586 | 3.4176
129 | 2036-09-01 | Sep | 2036 | 3.431 | 1.9954 | 3.0659 | 2.913
130 | 2036-10-01 | Oct | 2036 | 3.477 | 2.0136 | 3.1236 | 2.965
131 | 2036-11-01 | Nov | 2036 | 3.549 | 2.6717 | 4.0757 | 3.8752
132 | 2036-12-01 | Dec | 2036 | 3.704 | 4.552 | 6.6504 | 6.3506
133 | 2037-01-01 | Jan | 2037 | 3.929 | 6.9428 | 9.529 | 9.529
134 | 2037-02-01 | Feb | 2037 | 3.779 | 6.1756 | 8.3937 | 8.3937
135 | 2037-03-01 | Mar | 2037 | 3.579 | 3.3294 | 4.5743 | 4.5743
136 | 2037-04-01 | Apr | 2037 | 3.249 | 2.8038 | 3.7551 | 3.7551
137 | 2037-05-01 | May | 2037 | 3.227 | 2.4326 | 3.3273 | 3.3273
138 | 2037-06-01 | Jun | 2037 | 3.262 | 2.3226 | 3.3561 | 3.3561
139 | 2037-07-01 | Jul | 2037 | 3.302 | 2.302 | 3.5092 | 3.5092
140 | 2037-08-01 | Aug | 2037 | 3.342 | 2.313 | 3.5639 | 3.5639
141 | 2037-09-01 | Sep | 2037 | 3.357 | 1.8927 | 3.0469 | 3.0469
142 | 2037-10-01 | Oct | 2037 | 3.403 | 1.9103 | 3.1043 | 3.1043
143 | 2037-11-01 | Nov | 2037 | 3.475 | 2.5801 | 4.0506 | 4.0506
144 | 2037-12-01 | Dec | 2037 | 3.515 | 4.38 | 6.6093 | 6.6093
145 | 2038-01-01 | Jan | 2038 |  |  | 9.3292 | 9.3292
146 | 2038-02-01 | Feb | 2038 |  |  | 8.2177 | 8.2177
147 | 2038-03-01 | Mar | 2038 |  |  | 4.4784 | 4.4784
148 | 2038-04-01 | Apr | 2038 |  |  | 3.6764 | 3.6764
149 | 2038-05-01 | May | 2038 |  |  | 3.2576 | 3.2576
150 | 2038-06-01 | Jun | 2038 |  |  | 3.2857 | 3.2857
151 | 2038-07-01 | Jul | 2038 |  |  | 3.4356 | 3.4356
152 | 2038-08-01 | Aug | 2038 |  |  | 3.4892 | 3.4892
153 | 2038-09-01 | Sep | 2038 |  |  | 2.9831 | 2.9831
154 | 2038-10-01 | Oct | 2038 |  |  | 3.0392 | 3.0392
155 | 2038-11-01 | Nov | 2038 |  |  | 3.9657 | 3.9657
156 | 2038-12-01 | Dec | 2038 |  |  | 6.4708 | 6.4708
157 | 2039-01-01 | Jan | 2039 |  |  | 9.1778 | 9.1778
158 | 2039-02-01 | Feb | 2039 |  |  | 8.0844 | 8.0844
159 | 2039-03-01 | Mar | 2039 |  |  | 4.4057 | 4.4057
160 | 2039-04-01 | Apr | 2039 |  |  | 3.6167 | 3.6167
161 | 2039-05-01 | May | 2039 |  |  | 3.2047 | 3.2047
162 | 2039-06-01 | Jun | 2039 |  |  | 3.2324 | 3.2324
163 | 2039-07-01 | Jul | 2039 |  |  | 3.3799 | 3.3799
164 | 2039-08-01 | Aug | 2039 |  |  | 3.4326 | 3.4326
165 | 2039-09-01 | Sep | 2039 |  |  | 2.9347 | 2.9347
166 | 2039-10-01 | Oct | 2039 |  |  | 2.9899 | 2.9899
167 | 2039-11-01 | Nov | 2039 |  |  | 3.9013 | 3.9013
168 | 2039-12-01 | Dec | 2039 |  |  | 6.3657 | 6.3657
169 | 2040-01-01 | Jan | 2040 |  |  | 9.2423 | 9.2423
170 | 2040-02-01 | Feb | 2040 |  |  | 8.1412 | 8.1412
171 | 2040-03-01 | Mar | 2040 |  |  | 4.4367 | 4.4367
172 | 2040-04-01 | Apr | 2040 |  |  | 3.6421 | 3.6421
173 | 2040-05-01 | May | 2040 |  |  | 3.2272 | 3.2272
174 | 2040-06-01 | Jun | 2040 |  |  | 3.2551 | 3.2551
175 | 2040-07-01 | Jul | 2040 |  |  | 3.4036 | 3.4036
176 | 2040-08-01 | Aug | 2040 |  |  | 3.4567 | 3.4567
177 | 2040-09-01 | Sep | 2040 |  |  | 2.9553 | 2.9553
178 | 2040-10-01 | Oct | 2040 |  |  | 3.0109 | 3.0109
179 | 2040-11-01 | Nov | 2040 |  |  | 3.9287 | 3.9287
180 | 2040-12-01 | Dec | 2040 |  |  | 6.4105 | 6.4105
181 | 2041-01-01 | Jan | 2041 |  |  | 9.5354 | 9.5354
182 | 2041-02-01 | Feb | 2041 |  |  | 8.3993 | 8.3993
183 | 2041-03-01 | Mar | 2041 |  |  | 4.5774 | 4.5774
184 | 2041-04-01 | Apr | 2041 |  |  | 3.7576 | 3.7576
185 | 2041-05-01 | May | 2041 |  |  | 3.3296 | 3.3296
186 | 2041-06-01 | Jun | 2041 |  |  | 3.3584 | 3.3584
187 | 2041-07-01 | Jul | 2041 |  |  | 3.5116 | 3.5116
188 | 2041-08-01 | Aug | 2041 |  |  | 3.5663 | 3.5663
189 | 2041-09-01 | Sep | 2041 |  |  | 3.049 | 3.049
190 | 2041-10-01 | Oct | 2041 |  |  | 3.1064 | 3.1064
191 | 2041-11-01 | Nov | 2041 |  |  | 4.0533 | 4.0533
192 | 2041-12-01 | Dec | 2041 |  |  | 6.6138 | 6.6138
193 | 2042-01-01 | Jan | 2042 |  |  | 9.8629 | 9.8629
194 | 2042-02-01 | Feb | 2042 |  |  | 8.6878 | 8.6878
195 | 2042-03-01 | Mar | 2042 |  |  | 4.7346 | 4.7346
196 | 2042-04-01 | Apr | 2042 |  |  | 3.8867 | 3.8867
197 | 2042-05-01 | May | 2042 |  |  | 3.4439 | 3.4439
198 | 2042-06-01 | Jun | 2042 |  |  | 3.4737 | 3.4737
199 | 2042-07-01 | Jul | 2042 |  |  | 3.6321 | 3.6321
200 | 2042-08-01 | Aug | 2042 |  |  | 3.6888 | 3.6888
201 | 2042-09-01 | Sep | 2042 |  |  | 3.1537 | 3.1537
202 | 2042-10-01 | Oct | 2042 |  |  | 3.2131 | 3.2131
203 | 2042-11-01 | Nov | 2042 |  |  | 4.1925 | 4.1925
204 | 2042-12-01 | Dec | 2042 |  |  | 6.8409 | 6.8409
205 | 2043-01-01 | Jan | 2043 |  |  | 10.2001 | 10.2001
206 | 2043-02-01 | Feb | 2043 |  |  | 8.9848 | 8.9848
207 | 2043-03-01 | Mar | 2043 |  |  | 4.8964 | 4.8964
208 | 2043-04-01 | Apr | 2043 |  |  | 4.0195 | 4.0195
209 | 2043-05-01 | May | 2043 |  |  | 3.5617 | 3.5617
210 | 2043-06-01 | Jun | 2043 |  |  | 3.5924 | 3.5924
211 | 2043-07-01 | Jul | 2043 |  |  | 3.7563 | 3.7563
212 | 2043-08-01 | Aug | 2043 |  |  | 3.8149 | 3.8149
213 | 2043-09-01 | Sep | 2043 |  |  | 3.2615 | 3.2615
214 | 2043-10-01 | Oct | 2043 |  |  | 3.3229 | 3.3229
215 | 2043-11-01 | Nov | 2043 |  |  | 4.3358 | 4.3358
216 | 2043-12-01 | Dec | 2043 |  |  | 7.0748 | 7.0748
217 | 2044-01-01 | Jan | 2044 |  |  | 10.414 | 10.414
218 | 2044-02-01 | Feb | 2044 |  |  | 9.1732 | 9.1732
219 | 2044-03-01 | Mar | 2044 |  |  | 4.9991 | 4.9991
220 | 2044-04-01 | Apr | 2044 |  |  | 4.1038 | 4.1038
221 | 2044-05-01 | May | 2044 |  |  | 3.6364 | 3.6364
222 | 2044-06-01 | Jun | 2044 |  |  | 3.6678 | 3.6678
223 | 2044-07-01 | Jul | 2044 |  |  | 3.8351 | 3.8351
224 | 2044-08-01 | Aug | 2044 |  |  | 3.8949 | 3.8949
225 | 2044-09-01 | Sep | 2044 |  |  | 3.3299 | 3.3299
226 | 2044-10-01 | Oct | 2044 |  |  | 3.3926 | 3.3926
227 | 2044-11-01 | Nov | 2044 |  |  | 4.4268 | 4.4268
228 | 2044-12-01 | Dec | 2044 |  |  | 7.2231 | 7.2231
229 | 2045-01-01 | Jan | 2045 |  |  | 10.5661 | 10.5661
230 | 2045-02-01 | Feb | 2045 |  |  | 9.3073 | 9.3073
231 | 2045-03-01 | Mar | 2045 |  |  | 5.0721 | 5.0721
232 | 2045-04-01 | Apr | 2045 |  |  | 4.1638 | 4.1638
233 | 2045-05-01 | May | 2045 |  |  | 3.6895 | 3.6895
234 | 2045-06-01 | Jun | 2045 |  |  | 3.7214 | 3.7214
235 | 2045-07-01 | Jul | 2045 |  |  | 3.8911 | 3.8911
236 | 2045-08-01 | Aug | 2045 |  |  | 3.9518 | 3.9518
237 | 2045-09-01 | Sep | 2045 |  |  | 3.3786 | 3.3786
238 | 2045-10-01 | Oct | 2045 |  |  | 3.4422 | 3.4422
239 | 2045-11-01 | Nov | 2045 |  |  | 4.4914 | 4.4914
240 | 2045-12-01 | Dec | 2045 |  |  | 7.3287 | 7.3287
241 | 2046-01-01 | Jan | 2046 |  |  | 10.9847 | 10.9847
242 | 2046-02-01 | Feb | 2046 |  |  | 9.676 | 9.676
243 | 2046-03-01 | Mar | 2046 |  |  | 5.2731 | 5.2731
244 | 2046-04-01 | Apr | 2046 |  |  | 4.3288 | 4.3288
245 | 2046-05-01 | May | 2046 |  |  | 3.8356 | 3.8356
246 | 2046-06-01 | Jun | 2046 |  |  | 3.8688 | 3.8688
247 | 2046-07-01 | Jul | 2046 |  |  | 4.0453 | 4.0453
248 | 2046-08-01 | Aug | 2046 |  |  | 4.1083 | 4.1083
249 | 2046-09-01 | Sep | 2046 |  |  | 3.5124 | 3.5124
250 | 2046-10-01 | Oct | 2046 |  |  | 3.5785 | 3.5785
251 | 2046-11-01 | Nov | 2046 |  |  | 4.6694 | 4.6694
252 | 2046-12-01 | Dec | 2046 |  |  | 7.619 | 7.619
253 | 2047-01-01 | Jan | 2047 |  |  | 0 | 0
254 | 2047-02-01 | Feb | 2047 |  |  | 0 | 0
255 | 2047-03-01 | Mar | 2047 |  |  | 0 | 0
256 | 2047-04-01 | Apr | 2047 |  |  | 0 | 0
257 | 2047-05-01 | May | 2047 |  |  | 0 | 0
258 | 2047-06-01 | Jun | 2047 |  |  | 0 | 0
259 | 2047-07-01 | Jul | 2047 |  |  | 0 | 0
260 | 2047-08-01 | Aug | 2047 |  |  | 0 | 0
261 | 2047-09-01 | Sep | 2047 |  |  | 0 | 0
262 | 2047-10-01 | Oct | 2047 |  |  | 0 | 0
263 | 2047-11-01 | Nov | 2047 |  |  | 0 | 0
264 | 2047-12-01 | Dec | 2047 |  |  | 0 | 0

## Avoided AC
Record Field | Period | Month | Year | Season | Penn Power Zone Adjusted On-Peak (Nominal $/MWh) | Penn Power Zone Adjusted Off-Peak (Nominal $/MWh) | Penn Power Zone NG Converted On-Peak (Nominal $/MWh) | Penn Power Zone NG Converted Off-Peak (Nominal $/MWh) | Penn Power Zone Spark Spread On-Peak (Nominal $/MWh) | Penn Power Zone Spark Spread Off-Peak (Nominal $/MWh) | Penn Power Zone On-Peak (Nominal $/MWh) | Penn Power Zone Off-Peak (Nominal $/MWh)
1 | 2026-01-01 | Jan | 2026 | Winter | 71.3522 | 56.4517 | 74.1905 | 51.0926 | -2.8383 | 5.3591 | 71.3522 | 56.4517
2 | 2026-02-01 | Feb | 2026 | Winter | 55.5023 | 45.3587 | 65.8436 | 45.3443 | -10.3413 | 0.014338 | 55.5023 | 45.3587
3 | 2026-03-01 | Mar | 2026 | Shoulder | 48.6558 | 41.8344 | 36.7189 | 25.2871 | 11.937 | 16.5474 | 48.6558 | 41.8344
4 | 2026-04-01 | Apr | 2026 | Shoulder | 48.7262 | 41.2759 | 33.3988 | 23.0007 | 15.3273 | 18.2752 | 48.7262 | 41.2759
5 | 2026-05-01 | May | 2026 | Summer | 45.2934 | 26.7953 | 30.4318 | 20.9574 | 14.8616 | 5.8379 | 45.2934 | 26.7953
6 | 2026-06-01 | Jun | 2026 | Summer | 81.5059 | 34.129 | 31.0081 | 21.3543 | 50.4979 | 12.7747 | 81.5059 | 34.129
7 | 2026-07-01 | Jul | 2026 | Summer | 77.2695 | 37.6351 | 32.6433 | 22.4804 | 44.6262 | 15.1548 | 77.2695 | 37.6351
8 | 2026-08-01 | Aug | 2026 | Summer | 51.2879 | 30.5797 | 33.0542 | 22.7633 | 18.2338 | 7.8164 | 51.2879 | 30.5797
9 | 2026-09-01 | Sep | 2026 | Summer | 48.2721 | 29.2345 | 28.5374 | 19.6528 | 19.7347 | 9.5817 | 48.2721 | 29.2345
10 | 2026-10-01 | Oct | 2026 | Shoulder | 47.9204 | 32.7507 | 28.7773 | 19.818 | 19.1432 | 12.9327 | 47.9204 | 32.7507
11 | 2026-11-01 | Nov | 2026 | Shoulder | 47.9204 | 37.171 | 36.7657 | 25.3194 | 11.1547 | 11.8516 | 47.9204 | 37.171
12 | 2026-12-01 | Dec | 2026 | Winter | 56.4095 | 46.4135 | 57.7448 | 39.767 | -1.3353 | 6.6466 | 56.4095 | 46.4135
13 | 2027-01-01 | Jan | 2027 | Winter | 79.3149 | 65.4511 | 80.7534 | 55.6122 | -1.4385 | 9.8389 | 79.3149 | 65.4511
14 | 2027-02-01 | Feb | 2027 | Winter | 67.0585 | 56.1081 | 70.8622 | 48.8005 | -3.8038 | 7.3076 | 67.0585 | 56.1081
15 | 2027-03-01 | Mar | 2027 | Shoulder | 50.7836 | 41.7923 | 39.5977 | 27.2696 | 11.1859 | 14.5226 | 50.7836 | 41.7923
16 | 2027-04-01 | Apr | 2027 | Shoulder | 51.2357 | 38.8789 | 33.5091 | 23.0766 | 17.7266 | 15.8022 | 51.2357 | 38.8789
17 | 2027-05-01 | May | 2027 | Summer | 51.738 | 33.7051 | 29.9575 | 20.6307 | 21.7805 | 13.0743 | 51.738 | 33.7051
18 | 2027-06-01 | Jun | 2027 | Summer | 58.1676 | 34.1571 | 30.225 | 20.8149 | 27.9426 | 13.3422 | 58.1676 | 34.1571
19 | 2027-07-01 | Jul | 2027 | Summer | 85.3928 | 43.1987 | 31.6175 | 21.7739 | 53.7753 | 21.4248 | 85.3928 | 43.1987
20 | 2027-08-01 | Aug | 2027 | Summer | 74.6936 | 37.2212 | 32.0063 | 22.0417 | 42.6873 | 15.1795 | 74.6936 | 37.2212
21 | 2027-09-01 | Sep | 2027 | Summer | 56.5602 | 34.2074 | 27.5336 | 18.9615 | 29.0266 | 15.2458 | 56.5602 | 34.2074
22 | 2027-10-01 | Oct | 2027 | Shoulder | 54.1491 | 37.6231 | 27.8949 | 19.2103 | 26.2542 | 18.4128 | 54.1491 | 37.6231
23 | 2027-11-01 | Nov | 2027 | Shoulder | 52.7426 | 42.1941 | 35.8172 | 24.6661 | 16.9255 | 17.528 | 52.7426 | 42.1941
24 | 2027-12-01 | Dec | 2027 | Winter | 61.9851 | 52.0394 | 57.072 | 39.3036 | 4.9132 | 12.7358 | 61.9851 | 52.0394
25 | 2028-01-01 | Jan | 2028 | Winter | 85.9454 | 70.7756 | 80.5879 | 55.4983 | 5.3574 | 15.2773 | 85.9454 | 70.7756
26 | 2028-02-01 | Feb | 2028 | Winter | 73.2871 | 62.0354 | 71.0167 | 48.9068 | 2.2705 | 13.1285 | 73.2871 | 62.0354
27 | 2028-03-01 | Mar | 2028 | Shoulder | 52.1901 | 43.1987 | 39.2116 | 27.0038 | 12.9784 | 16.1949 | 52.1901 | 43.1987
28 | 2028-04-01 | Apr | 2028 | Shoulder | 51.4869 | 39.4816 | 32.1855 | 22.1651 | 19.3013 | 17.3165 | 51.4869 | 39.4816
29 | 2028-05-01 | May | 2028 | Summer | 51.8887 | 33.5041 | 28.5787 | 19.6812 | 23.31 | 13.8229 | 51.8887 | 33.5041
30 | 2028-06-01 | Jun | 2028 | Summer | 58.469 | 33.7051 | 28.8793 | 19.8882 | 29.5897 | 13.8168 | 58.469 | 33.7051
31 | 2028-07-01 | Jul | 2028 | Summer | 87.8541 | 41.8927 | 30.2387 | 20.8244 | 57.6154 | 21.0683 | 87.8541 | 41.8927
32 | 2028-08-01 | Aug | 2028 | Summer | 76.6526 | 38.477 | 30.7268 | 21.1606 | 45.9258 | 17.3164 | 76.6526 | 38.477
33 | 2028-09-01 | Sep | 2028 | Summer | 57.0123 | 31.1935 | 26.4527 | 18.2171 | 30.5596 | 12.9764 | 57.0123 | 31.1935
34 | 2028-10-01 | Oct | 2028 | Shoulder | 54.0989 | 36.9701 | 26.9242 | 18.5418 | 27.1746 | 18.4282 | 54.0989 | 36.9701
35 | 2028-11-01 | Nov | 2028 | Shoulder | 53.044 | 42.6462 | 35.2326 | 24.2635 | 17.8114 | 18.3827 | 53.044 | 42.6462
36 | 2028-12-01 | Dec | 2028 | Winter | 61.734 | 51.3362 | 56.7852 | 39.1061 | 4.9488 | 12.2301 | 61.734 | 51.3362
37 | 2029-01-01 | Jan | 2029 | Winter | 82.8813 | 70.9765 | 79.9372 | 55.0501 | 2.9441 | 15.9264 | 82.8813 | 70.9765
38 | 2029-02-01 | Feb | 2029 | Winter | 76.8535 | 64.346 | 70.3549 | 48.4511 | 6.4987 | 15.8949 | 76.8535 | 64.346
39 | 2029-03-01 | Mar | 2029 | Shoulder | 52.1901 | 42.596 | 37.7888 | 26.0239 | 14.4013 | 16.5721 | 52.1901 | 42.596
40 | 2029-04-01 | Apr | 2029 | Shoulder | 50.9343 | 37.5226 | 30.8288 | 21.2308 | 20.1055 | 16.2918 | 50.9343 | 37.5226
41 | 2029-05-01 | May | 2029 | Summer | 51.6878 | 35.0613 | 27.3103 | 18.8077 | 24.3775 | 16.2536 | 51.6878 | 35.0613
42 | 2029-06-01 | Jun | 2029 | Summer | 57.4141 | 34.3078 | 27.5998 | 19.0071 | 29.8143 | 15.3007 | 57.4141 | 34.3078
43 | 2029-07-01 | Jul | 2029 | Summer | 88.6076 | 41.089 | 28.9041 | 19.9053 | 59.7035 | 21.1837 | 88.6076 | 41.089
44 | 2029-08-01 | Aug | 2029 | Summer | 77.8079 | 37.7738 | 29.4032 | 20.249 | 48.4047 | 17.5247 | 77.8079 | 37.7738
45 | 2029-09-01 | Sep | 2029 | Summer | 56.2086 | 34.6092 | 25.2394 | 17.3815 | 30.9692 | 17.2277 | 56.2086 | 34.6092
46 | 2029-10-01 | Oct | 2029 | Shoulder | 51.2859 | 35.5134 | 25.7771 | 17.7519 | 25.5088 | 17.7615 | 51.2859 | 35.5134
47 | 2029-11-01 | Nov | 2029 | Shoulder | 54.5007 | 40.7374 | 33.4678 | 23.0482 | 21.0329 | 17.6892 | 54.5007 | 40.7374
48 | 2029-12-01 | Dec | 2029 | Winter | 65.3004 | 50.5325 | 54.8991 | 37.8072 | 10.4013 | 12.7253 | 65.3004 | 50.5325
49 | 2030-01-01 | Jan | 2030 | Winter | 83.5845 | 69.4696 | 78.6295 | 54.1496 | 4.955 | 15.32 | 83.5845 | 69.4696
50 | 2030-02-01 | Feb | 2030 | Winter | 77.1047 | 62.9898 | 69.5597 | 47.9035 | 7.545 | 15.0863 | 77.1047 | 62.9898
51 | 2030-03-01 | Mar | 2030 | Shoulder | 56.0579 | 46.4135 | 36.9697 | 25.4598 | 19.0882 | 20.9537 | 56.0579 | 46.4135
52 | 2030-04-01 | Apr | 2030 | Shoulder | 53.1445 | 37.3217 | 29.5428 | 20.3451 | 23.6017 | 16.9766 | 53.1445 | 37.3217
53 | 2030-05-01 | May | 2030 | Summer | 55.0533 | 35.7645 | 25.8592 | 17.8084 | 29.1941 | 17.9562 | 55.0533 | 35.7645
54 | 2030-06-01 | Jun | 2030 | Summer | 59.2727 | 34.9106 | 25.967 | 17.8826 | 33.3057 | 17.028 | 59.2727 | 34.9106
55 | 2030-07-01 | Jul | 2030 | Summer | 82.5297 | 41.9429 | 27.0503 | 18.6287 | 55.4794 | 23.3143 | 82.5297 | 41.9429
56 | 2030-08-01 | Aug | 2030 | Summer | 71.1774 | 38.5775 | 27.5109 | 18.9458 | 43.6666 | 19.6316 | 71.1774 | 38.5775
57 | 2030-09-01 | Sep | 2030 | Summer | 57.5146 | 35.0111 | 23.0665 | 15.8852 | 34.448 | 19.1259 | 57.5146 | 35.0111
58 | 2030-10-01 | Oct | 2030 | Shoulder | 52.7426 | 35.7143 | 23.621 | 16.267 | 29.1217 | 19.4473 | 52.7426 | 35.7143
59 | 2030-11-01 | Nov | 2030 | Shoulder | 56.51 | 41.1895 | 31.4683 | 21.6712 | 25.0416 | 19.5183 | 56.51 | 41.1895
60 | 2030-12-01 | Dec | 2030 | Winter | 68.9673 | 56.0579 | 53.1317 | 36.59 | 15.8356 | 19.4678 | 68.9673 | 56.0579
61 | 2031-01-01 | Jan | 2031 | Winter | 0 | 0 | 77.1393 | 53.1233 | 3.0157 | 14.3825 | 80.155 | 67.5058
62 | 2031-02-01 | Feb | 2031 | Winter | 0 | 0 | 68.1111 | 46.9059 | 3.1924 | 13.1206 | 71.3035 | 60.0265
63 | 2031-03-01 | Mar | 2031 | Shoulder | 0 | 0 | 35.5383 | 24.4741 | 14.712 | 17.4142 | 50.2504 | 41.8883
64 | 2031-04-01 | Apr | 2031 | Shoulder | 0 | 0 | 29.2085 | 20.1149 | 20.6019 | 16.9406 | 49.8103 | 37.0555
65 | 2031-05-01 | May | 2031 | Summer | 0 | 0 | 25.9598 | 17.8777 | 25.1765 | 15.5932 | 51.1363 | 33.4709
66 | 2031-06-01 | Jun | 2031 | Summer | 0 | 0 | 26.0517 | 17.9409 | 30.7879 | 15.18 | 56.8396 | 33.1209
67 | 2031-07-01 | Jul | 2031 | Summer | 0 | 0 | 27.0975 | 18.6612 | 57.8168 | 22.1983 | 84.9143 | 40.8594
68 | 2031-08-01 | Aug | 2031 | Summer | 0 | 0 | 27.1811 | 18.7188 | 46.1068 | 17.7738 | 73.288 | 36.4926
69 | 2031-09-01 | Sep | 2031 | Summer | 0 | 0 | 22.6162 | 15.575 | 31.8982 | 16.4784 | 54.5144 | 32.0534
70 | 2031-10-01 | Oct | 2031 | Shoulder | 0 | 0 | 23.0387 | 15.866 | 27.5745 | 18.896 | 50.6131 | 34.7619
71 | 2031-11-01 | Nov | 2031 | Shoulder | 0 | 0 | 30.9611 | 21.3219 | 20.6214 | 18.6582 | 51.5824 | 39.9801
72 | 2031-12-01 | Dec | 2031 | Winter | 0 | 0 | 52.8781 | 36.4154 | 9.2117 | 14.5858 | 62.0898 | 51.0012
73 | 2032-01-01 | Jan | 2032 | Winter | 0 | 0 | 80.2853 | 55.2898 | 3.0157 | 14.3825 | 83.301 | 69.6724
74 | 2032-02-01 | Feb | 2032 | Winter | 0 | 0 | 70.7853 | 48.7475 | 3.1924 | 13.1206 | 73.9777 | 61.8682
75 | 2032-03-01 | Mar | 2032 | Shoulder | 0 | 0 | 36.6759 | 25.2575 | 14.712 | 17.4142 | 51.388 | 42.6718
76 | 2032-04-01 | Apr | 2032 | Shoulder | 0 | 0 | 29.3559 | 20.2165 | 20.6019 | 16.9406 | 49.9578 | 37.157
77 | 2032-05-01 | May | 2032 | Summer | 0 | 0 | 25.5883 | 17.6218 | 25.1765 | 15.5932 | 50.7648 | 33.215
78 | 2032-06-01 | Jun | 2032 | Summer | 0 | 0 | 25.8106 | 17.7749 | 30.7879 | 15.18 | 56.5985 | 32.9549
79 | 2032-07-01 | Jul | 2032 | Summer | 0 | 0 | 27.0388 | 18.6208 | 57.8168 | 22.1983 | 84.8556 | 40.819
80 | 2032-08-01 | Aug | 2032 | Summer | 0 | 0 | 27.2271 | 18.7504 | 46.1068 | 17.7738 | 73.3339 | 36.5242
81 | 2032-09-01 | Sep | 2032 | Summer | 0 | 0 | 22.5723 | 15.5448 | 31.8982 | 16.4784 | 54.4705 | 32.0232
82 | 2032-10-01 | Oct | 2032 | Shoulder | 0 | 0 | 23.1104 | 15.9154 | 27.5745 | 18.896 | 50.6848 | 34.8113
83 | 2032-11-01 | Nov | 2032 | Shoulder | 0 | 0 | 31.663 | 21.8052 | 20.6214 | 18.6582 | 52.2843 | 40.4635
84 | 2032-12-01 | Dec | 2032 | Winter | 0 | 0 | 54.2994 | 37.3943 | 9.2117 | 14.5858 | 63.5111 | 51.98
85 | 2033-01-01 | Jan | 2033 | Winter | 0 | 0 | 85.0036 | 58.5392 | 3.0157 | 14.3825 | 88.0193 | 72.9218
86 | 2033-02-01 | Feb | 2033 | Winter | 0 | 0 | 74.8306 | 51.5334 | 3.1924 | 13.1206 | 78.023 | 64.654
87 | 2033-03-01 | Mar | 2033 | Shoulder | 0 | 0 | 38.9993 | 26.8576 | 14.712 | 17.4142 | 53.7114 | 44.2718
88 | 2033-04-01 | Apr | 2033 | Shoulder | 0 | 0 | 31.4816 | 21.6803 | 20.6019 | 16.9406 | 52.0834 | 38.6209
89 | 2033-05-01 | May | 2033 | Summer | 0 | 0 | 27.788 | 19.1367 | 25.1765 | 15.5932 | 52.9644 | 34.7299
90 | 2033-06-01 | Jun | 2033 | Summer | 0 | 0 | 27.963 | 19.2572 | 30.7879 | 15.18 | 58.7509 | 34.4372
91 | 2033-07-01 | Jul | 2033 | Summer | 0 | 0 | 29.3119 | 20.1862 | 57.8168 | 22.1983 | 87.1287 | 42.3844
92 | 2033-08-01 | Aug | 2033 | Summer | 0 | 0 | 29.6317 | 20.4064 | 46.1068 | 17.7738 | 75.7385 | 38.1802
93 | 2033-09-01 | Sep | 2033 | Summer | 0 | 0 | 24.7043 | 17.0131 | 31.8982 | 16.4784 | 56.6026 | 33.4914
94 | 2033-10-01 | Oct | 2033 | Shoulder | 0 | 0 | 25.0768 | 17.2695 | 27.5745 | 18.896 | 52.6512 | 36.1655
95 | 2033-11-01 | Nov | 2033 | Shoulder | 0 | 0 | 34.2884 | 23.6133 | 20.6214 | 18.6582 | 54.9097 | 42.2715
96 | 2033-12-01 | Dec | 2033 | Winter | 0 | 0 | 58.1207 | 40.0258 | 9.2117 | 14.5858 | 67.3324 | 54.6116
97 | 2034-01-01 | Jan | 2034 | Winter | 0 | 0 | 90.8898 | 62.5928 | 3.0157 | 14.3825 | 93.9055 | 76.9753
98 | 2034-02-01 | Feb | 2034 | Winter | 0 | 0 | 80.1101 | 55.1692 | 3.1924 | 13.1206 | 83.3025 | 68.2898
99 | 2034-03-01 | Mar | 2034 | Shoulder | 0 | 0 | 42.2868 | 29.1215 | 14.712 | 17.4142 | 56.9988 | 46.5358
100 | 2034-04-01 | Apr | 2034 | Shoulder | 0 | 0 | 34.5485 | 23.7924 | 20.6019 | 16.9406 | 55.1504 | 40.733
101 | 2034-05-01 | May | 2034 | Summer | 0 | 0 | 30.5368 | 21.0297 | 25.1765 | 15.5932 | 55.7133 | 36.6229
102 | 2034-06-01 | Jun | 2034 | Summer | 0 | 0 | 30.6801 | 21.1284 | 30.7879 | 15.18 | 61.468 | 36.3084
103 | 2034-07-01 | Jul | 2034 | Summer | 0 | 0 | 32.0254 | 22.0548 | 57.8168 | 22.1983 | 89.8421 | 44.2531
104 | 2034-08-01 | Aug | 2034 | Summer | 0 | 0 | 32.4176 | 22.3249 | 46.1068 | 17.7738 | 78.5244 | 40.0987
105 | 2034-09-01 | Sep | 2034 | Summer | 0 | 0 | 27.4096 | 18.8761 | 31.8982 | 16.4784 | 59.3078 | 35.3544
106 | 2034-10-01 | Oct | 2034 | Shoulder | 0 | 0 | 27.8487 | 19.1785 | 27.5745 | 18.896 | 55.4232 | 38.0745
107 | 2034-11-01 | Nov | 2034 | Shoulder | 0 | 0 | 37.3941 | 25.7521 | 20.6214 | 18.6582 | 58.0155 | 44.4103
108 | 2034-12-01 | Dec | 2034 | Winter | 0 | 0 | 62.6662 | 43.1562 | 9.2117 | 14.5858 | 71.8779 | 57.7419
109 | 2035-01-01 | Jan | 2035 | Winter | 0 | 0 | 96.7541 | 66.6314 | 3.0157 | 14.3825 | 99.7698 | 81.0139
110 | 2035-02-01 | Feb | 2035 | Winter | 0 | 0 | 85.2538 | 58.7115 | 3.1924 | 13.1206 | 88.4462 | 71.8321
111 | 2035-03-01 | Mar | 2035 | Shoulder | 0 | 0 | 46.0274 | 31.6976 | 14.712 | 17.4142 | 60.7394 | 49.1118
112 | 2035-04-01 | Apr | 2035 | Shoulder | 0 | 0 | 37.9913 | 26.1634 | 20.6019 | 16.9406 | 58.5932 | 43.1039
113 | 2035-05-01 | May | 2035 | Summer | 0 | 0 | 33.5207 | 23.0846 | 25.1765 | 15.5932 | 58.6972 | 38.6778
114 | 2035-06-01 | Jun | 2035 | Summer | 0 | 0 | 33.4166 | 23.0129 | 30.7879 | 15.18 | 64.2045 | 38.1929
115 | 2035-07-01 | Jul | 2035 | Summer | 0 | 0 | 34.5557 | 23.7973 | 57.8168 | 22.1983 | 92.3724 | 45.9956
116 | 2035-08-01 | Aug | 2035 | Summer | 0 | 0 | 35.0215 | 24.1182 | 46.1068 | 17.7738 | 81.1283 | 41.892
117 | 2035-09-01 | Sep | 2035 | Summer | 0 | 0 | 29.7094 | 20.4599 | 31.8982 | 16.4784 | 61.6076 | 36.9383
118 | 2035-10-01 | Oct | 2035 | Shoulder | 0 | 0 | 30.2165 | 20.8091 | 27.5745 | 18.896 | 57.791 | 39.7051
119 | 2035-11-01 | Nov | 2035 | Shoulder | 0 | 0 | 40.0546 | 27.5843 | 20.6214 | 18.6582 | 60.676 | 46.2425
120 | 2035-12-01 | Dec | 2035 | Winter | 0 | 0 | 66.332 | 45.6807 | 9.2117 | 14.5858 | 75.5437 | 60.2664
121 | 2036-01-01 | Jan | 2036 | Winter | 0 | 0 | 101.7548 | 70.0752 | 3.0157 | 14.3825 | 104.7705 | 84.4577
122 | 2036-02-01 | Feb | 2036 | Winter | 0 | 0 | 89.7333 | 61.7964 | 3.1924 | 13.1206 | 92.9257 | 74.917
123 | 2036-03-01 | Mar | 2036 | Shoulder | 0 | 0 | 48.8858 | 33.666 | 14.712 | 17.4142 | 63.5978 | 51.0803
124 | 2036-04-01 | Apr | 2036 | Shoulder | 0 | 0 | 40.2706 | 27.7331 | 20.6019 | 16.9406 | 60.8725 | 44.6736
125 | 2036-05-01 | May | 2036 | Summer | 0 | 0 | 35.6273 | 24.5354 | 25.1765 | 15.5932 | 60.8038 | 40.1286
126 | 2036-06-01 | Jun | 2036 | Summer | 0 | 0 | 35.7321 | 24.6075 | 30.7879 | 15.18 | 66.52 | 39.7875
127 | 2036-07-01 | Jul | 2036 | Summer | 0 | 0 | 37.1578 | 25.5893 | 57.8168 | 22.1983 | 94.9746 | 47.7876
128 | 2036-08-01 | Aug | 2036 | Summer | 0 | 0 | 37.6964 | 25.9603 | 46.1068 | 17.7738 | 83.8033 | 43.7341
129 | 2036-09-01 | Sep | 2036 | Summer | 0 | 0 | 32.1299 | 22.1268 | 31.8982 | 16.4784 | 64.0281 | 38.6052
130 | 2036-10-01 | Oct | 2036 | Shoulder | 0 | 0 | 32.704 | 22.5221 | 27.5745 | 18.896 | 60.2784 | 41.4181
131 | 2036-11-01 | Nov | 2036 | Shoulder | 0 | 0 | 42.743 | 29.4357 | 20.6214 | 18.6582 | 63.3644 | 48.0939
132 | 2036-12-01 | Dec | 2036 | Winter | 0 | 0 | 70.0472 | 48.2392 | 9.2117 | 14.5858 | 79.2588 | 62.8249
133 | 2037-01-01 | Jan | 2037 | Winter | 0 | 0 | 105.1049 | 72.3823 | 3.0157 | 14.3825 | 108.1206 | 86.7648
134 | 2037-02-01 | Feb | 2037 | Winter | 0 | 0 | 92.5825 | 63.7585 | 3.1924 | 13.1206 | 95.7749 | 76.8791
135 | 2037-03-01 | Mar | 2037 | Shoulder | 0 | 0 | 50.4543 | 34.7462 | 14.712 | 17.4142 | 65.1663 | 52.1605
136 | 2037-04-01 | Apr | 2037 | Shoulder | 0 | 0 | 41.4187 | 28.5237 | 20.6019 | 16.9406 | 62.0206 | 45.4643
137 | 2037-05-01 | May | 2037 | Summer | 0 | 0 | 36.7006 | 25.2745 | 25.1765 | 15.5932 | 61.8771 | 40.8677
138 | 2037-06-01 | Jun | 2037 | Summer | 0 | 0 | 37.0178 | 25.4929 | 30.7879 | 15.18 | 67.8057 | 40.6729
139 | 2037-07-01 | Jul | 2037 | Summer | 0 | 0 | 38.7064 | 26.6558 | 57.8168 | 22.1983 | 96.5232 | 48.8541
140 | 2037-08-01 | Aug | 2037 | Summer | 0 | 0 | 39.3098 | 27.0713 | 46.1068 | 17.7738 | 85.4166 | 44.8452
141 | 2037-09-01 | Sep | 2037 | Summer | 0 | 0 | 33.6078 | 23.1446 | 31.8982 | 16.4784 | 65.5061 | 39.623
142 | 2037-10-01 | Oct | 2037 | Shoulder | 0 | 0 | 34.2403 | 23.5802 | 27.5745 | 18.896 | 61.8147 | 42.4761
143 | 2037-11-01 | Nov | 2037 | Shoulder | 0 | 0 | 44.6778 | 30.7681 | 20.6214 | 18.6582 | 65.2992 | 49.4263
144 | 2037-12-01 | Dec | 2037 | Winter | 0 | 0 | 72.9007 | 50.2043 | 9.2117 | 14.5858 | 82.1123 | 64.7901
145 | 2038-01-01 | Jan | 2038 | Winter | 0 | 0 | 102.9015 | 70.8649 | 3.0157 | 14.3825 | 105.9172 | 85.2474
146 | 2038-02-01 | Feb | 2038 | Winter | 0 | 0 | 90.6416 | 62.4219 | 3.1924 | 13.1206 | 93.834 | 75.5425
147 | 2038-03-01 | Mar | 2038 | Shoulder | 0 | 0 | 49.3966 | 34.0178 | 14.712 | 17.4142 | 64.1086 | 51.432
148 | 2038-04-01 | Apr | 2038 | Shoulder | 0 | 0 | 40.5504 | 27.9258 | 20.6019 | 16.9406 | 61.1523 | 44.8663
149 | 2038-05-01 | May | 2038 | Summer | 0 | 0 | 35.9312 | 24.7446 | 25.1765 | 15.5932 | 61.1077 | 40.3378
150 | 2038-06-01 | Jun | 2038 | Summer | 0 | 0 | 36.2417 | 24.9585 | 30.7879 | 15.18 | 67.0296 | 40.1385
151 | 2038-07-01 | Jul | 2038 | Summer | 0 | 0 | 37.8949 | 26.097 | 57.8168 | 22.1983 | 95.7117 | 48.2953
152 | 2038-08-01 | Aug | 2038 | Summer | 0 | 0 | 38.4857 | 26.5038 | 46.1068 | 17.7738 | 84.5925 | 44.2776
153 | 2038-09-01 | Sep | 2038 | Summer | 0 | 0 | 32.9033 | 22.6594 | 31.8982 | 16.4784 | 64.8015 | 39.1378
154 | 2038-10-01 | Oct | 2038 | Shoulder | 0 | 0 | 33.5225 | 23.0858 | 27.5745 | 18.896 | 61.0969 | 41.9818
155 | 2038-11-01 | Nov | 2038 | Shoulder | 0 | 0 | 43.7411 | 30.1231 | 20.6214 | 18.6582 | 64.3625 | 48.7813
156 | 2038-12-01 | Dec | 2038 | Winter | 0 | 0 | 71.3724 | 49.1518 | 9.2117 | 14.5858 | 80.584 | 63.7376
157 | 2039-01-01 | Jan | 2039 | Winter | 0 | 0 | 101.2316 | 69.7149 | 3.0157 | 14.3825 | 104.2473 | 84.0974
158 | 2039-02-01 | Feb | 2039 | Winter | 0 | 0 | 89.1706 | 61.4089 | 3.1924 | 13.1206 | 92.363 | 74.5295
159 | 2039-03-01 | Mar | 2039 | Shoulder | 0 | 0 | 48.5949 | 33.4657 | 14.712 | 17.4142 | 63.307 | 50.88
160 | 2039-04-01 | Apr | 2039 | Shoulder | 0 | 0 | 39.8924 | 27.4726 | 20.6019 | 16.9406 | 60.4942 | 44.4131
161 | 2039-05-01 | May | 2039 | Summer | 0 | 0 | 35.3481 | 24.3431 | 25.1765 | 15.5932 | 60.5246 | 39.9363
162 | 2039-06-01 | Jun | 2039 | Summer | 0 | 0 | 35.6536 | 24.5535 | 30.7879 | 15.18 | 66.4415 | 39.7335
163 | 2039-07-01 | Jul | 2039 | Summer | 0 | 0 | 37.28 | 25.6735 | 57.8168 | 22.1983 | 95.0968 | 47.8718
164 | 2039-08-01 | Aug | 2039 | Summer | 0 | 0 | 37.8611 | 26.0737 | 46.1068 | 17.7738 | 83.968 | 43.8475
165 | 2039-09-01 | Sep | 2039 | Summer | 0 | 0 | 32.3693 | 22.2917 | 31.8982 | 16.4784 | 64.2675 | 38.7701
166 | 2039-10-01 | Oct | 2039 | Shoulder | 0 | 0 | 32.9784 | 22.7112 | 27.5745 | 18.896 | 60.5529 | 41.6071
167 | 2039-11-01 | Nov | 2039 | Shoulder | 0 | 0 | 43.0313 | 29.6343 | 20.6214 | 18.6582 | 63.6527 | 48.2925
168 | 2039-12-01 | Dec | 2039 | Winter | 0 | 0 | 70.2141 | 48.3542 | 9.2117 | 14.5858 | 79.4258 | 62.9399
169 | 2040-01-01 | Jan | 2040 | Winter | 0 | 0 | 101.9429 | 70.2048 | 3.0157 | 14.3825 | 104.9587 | 84.5873
170 | 2040-02-01 | Feb | 2040 | Winter | 0 | 0 | 89.7972 | 61.8404 | 3.1924 | 13.1206 | 92.9896 | 74.961
171 | 2040-03-01 | Mar | 2040 | Shoulder | 0 | 0 | 48.9364 | 33.7009 | 14.712 | 17.4142 | 63.6485 | 51.1152
172 | 2040-04-01 | Apr | 2040 | Shoulder | 0 | 0 | 40.1727 | 27.6656 | 20.6019 | 16.9406 | 60.7746 | 44.6062
173 | 2040-05-01 | May | 2040 | Summer | 0 | 0 | 35.5965 | 24.5141 | 25.1765 | 15.5932 | 60.773 | 40.1073
174 | 2040-06-01 | Jun | 2040 | Summer | 0 | 0 | 35.9041 | 24.726 | 30.7879 | 15.18 | 66.692 | 39.906
175 | 2040-07-01 | Jul | 2040 | Summer | 0 | 0 | 37.5419 | 25.8539 | 57.8168 | 22.1983 | 95.3587 | 48.0522
176 | 2040-08-01 | Aug | 2040 | Summer | 0 | 0 | 38.1272 | 26.2569 | 46.1068 | 17.7738 | 84.234 | 44.0307
177 | 2040-09-01 | Sep | 2040 | Summer | 0 | 0 | 32.5968 | 22.4483 | 31.8982 | 16.4784 | 64.495 | 38.9267
178 | 2040-10-01 | Oct | 2040 | Shoulder | 0 | 0 | 33.2102 | 22.8708 | 27.5745 | 18.896 | 60.7847 | 41.7667
179 | 2040-11-01 | Nov | 2040 | Shoulder | 0 | 0 | 43.3337 | 29.8425 | 20.6214 | 18.6582 | 63.9551 | 48.5007
180 | 2040-12-01 | Dec | 2040 | Winter | 0 | 0 | 70.7075 | 48.694 | 9.2117 | 14.5858 | 79.9192 | 63.2797
181 | 2041-01-01 | Jan | 2041 | Winter | 0 | 0 | 105.1756 | 72.431 | 3.0157 | 14.3825 | 108.1914 | 86.8136
182 | 2041-02-01 | Feb | 2041 | Winter | 0 | 0 | 92.6448 | 63.8014 | 3.1924 | 13.1206 | 95.8372 | 76.922
183 | 2041-03-01 | Mar | 2041 | Shoulder | 0 | 0 | 50.4882 | 34.7696 | 14.712 | 17.4142 | 65.2003 | 52.1839
184 | 2041-04-01 | Apr | 2041 | Shoulder | 0 | 0 | 41.4466 | 28.5429 | 20.6019 | 16.9406 | 62.0485 | 45.4835
185 | 2041-05-01 | May | 2041 | Summer | 0 | 0 | 36.7253 | 25.2915 | 25.1765 | 15.5932 | 61.9018 | 40.8847
186 | 2041-06-01 | Jun | 2041 | Summer | 0 | 0 | 37.0427 | 25.5101 | 30.7879 | 15.18 | 67.8306 | 40.6901
187 | 2041-07-01 | Jul | 2041 | Summer | 0 | 0 | 38.7324 | 26.6738 | 57.8168 | 22.1983 | 96.5492 | 48.872
188 | 2041-08-01 | Aug | 2041 | Summer | 0 | 0 | 39.3362 | 27.0896 | 46.1068 | 17.7738 | 85.4431 | 44.8634
189 | 2041-09-01 | Sep | 2041 | Summer | 0 | 0 | 33.6305 | 23.1602 | 31.8982 | 16.4784 | 65.5287 | 39.6386
190 | 2041-10-01 | Oct | 2041 | Shoulder | 0 | 0 | 34.2633 | 23.596 | 27.5745 | 18.896 | 61.8378 | 42.492
191 | 2041-11-01 | Nov | 2041 | Shoulder | 0 | 0 | 44.7078 | 30.7888 | 20.6214 | 18.6582 | 65.3292 | 49.447
192 | 2041-12-01 | Dec | 2041 | Winter | 0 | 0 | 72.9497 | 50.2381 | 9.2117 | 14.5858 | 82.1614 | 64.8239
193 | 2042-01-01 | Jan | 2042 | Winter | 0 | 0 | 108.7876 | 74.9185 | 3.0157 | 14.3825 | 111.8033 | 89.301
194 | 2042-02-01 | Feb | 2042 | Winter | 0 | 0 | 95.8264 | 65.9925 | 3.1924 | 13.1206 | 99.0188 | 79.1131
195 | 2042-03-01 | Mar | 2042 | Shoulder | 0 | 0 | 52.2221 | 35.9637 | 14.712 | 17.4142 | 66.9342 | 53.3779
196 | 2042-04-01 | Apr | 2042 | Shoulder | 0 | 0 | 42.87 | 29.5231 | 20.6019 | 16.9406 | 63.4719 | 46.4637
197 | 2042-05-01 | May | 2042 | Summer | 0 | 0 | 37.9865 | 26.1601 | 25.1765 | 15.5932 | 63.163 | 41.7533
198 | 2042-06-01 | Jun | 2042 | Summer | 0 | 0 | 38.3148 | 26.3862 | 30.7879 | 15.18 | 69.1027 | 41.5662
199 | 2042-07-01 | Jul | 2042 | Summer | 0 | 0 | 40.0626 | 27.5898 | 57.8168 | 22.1983 | 97.8794 | 49.7881
200 | 2042-08-01 | Aug | 2042 | Summer | 0 | 0 | 40.6871 | 28.0199 | 46.1068 | 17.7738 | 86.7939 | 45.7937
201 | 2042-09-01 | Sep | 2042 | Summer | 0 | 0 | 34.7854 | 23.9556 | 31.8982 | 16.4784 | 66.6836 | 40.4339
202 | 2042-10-01 | Oct | 2042 | Shoulder | 0 | 0 | 35.44 | 24.4064 | 27.5745 | 18.896 | 63.0145 | 43.3023
203 | 2042-11-01 | Nov | 2042 | Shoulder | 0 | 0 | 46.2432 | 31.8462 | 20.6214 | 18.6582 | 66.8646 | 50.5044
204 | 2042-12-01 | Dec | 2042 | Winter | 0 | 0 | 75.455 | 51.9634 | 9.2117 | 14.5858 | 84.6667 | 66.5491
205 | 2043-01-01 | Jan | 2043 | Winter | 0 | 0 | 112.5066 | 77.4796 | 3.0157 | 14.3825 | 115.5223 | 91.8622
206 | 2043-02-01 | Feb | 2043 | Winter | 0 | 0 | 99.1023 | 68.2485 | 3.1924 | 13.1206 | 102.2947 | 81.3692
207 | 2043-03-01 | Mar | 2043 | Shoulder | 0 | 0 | 54.0074 | 37.1931 | 14.712 | 17.4142 | 68.7194 | 54.6074
208 | 2043-04-01 | Apr | 2043 | Shoulder | 0 | 0 | 44.3355 | 30.5324 | 20.6019 | 16.9406 | 64.9374 | 47.473
209 | 2043-05-01 | May | 2043 | Summer | 0 | 0 | 39.2851 | 27.0544 | 25.1765 | 15.5932 | 64.4616 | 42.6476
210 | 2043-06-01 | Jun | 2043 | Summer | 0 | 0 | 39.6247 | 27.2882 | 30.7879 | 15.18 | 70.4126 | 42.4682
211 | 2043-07-01 | Jul | 2043 | Summer | 0 | 0 | 41.4322 | 28.533 | 57.8168 | 22.1983 | 99.249 | 50.7313
212 | 2043-08-01 | Aug | 2043 | Summer | 0 | 0 | 42.0781 | 28.9778 | 46.1068 | 17.7738 | 88.1849 | 46.7516
213 | 2043-09-01 | Sep | 2043 | Summer | 0 | 0 | 35.9746 | 24.7745 | 31.8982 | 16.4784 | 67.8728 | 41.2529
214 | 2043-10-01 | Oct | 2043 | Shoulder | 0 | 0 | 36.6516 | 25.2407 | 27.5745 | 18.896 | 64.226 | 44.1367
215 | 2043-11-01 | Nov | 2043 | Shoulder | 0 | 0 | 47.8241 | 32.9349 | 20.6214 | 18.6582 | 68.4455 | 51.5931
216 | 2043-12-01 | Dec | 2043 | Winter | 0 | 0 | 78.0345 | 53.7398 | 9.2117 | 14.5858 | 87.2462 | 68.3256
217 | 2044-01-01 | Jan | 2044 | Winter | 0 | 0 | 114.8663 | 79.1046 | 3.0157 | 14.3825 | 117.882 | 93.4872
218 | 2044-02-01 | Feb | 2044 | Winter | 0 | 0 | 101.1809 | 69.6799 | 3.1924 | 13.1206 | 104.3732 | 82.8006
219 | 2044-03-01 | Mar | 2044 | Shoulder | 0 | 0 | 55.1401 | 37.9732 | 14.712 | 17.4142 | 69.8522 | 55.3874
220 | 2044-04-01 | Apr | 2044 | Shoulder | 0 | 0 | 45.2654 | 31.1728 | 20.6019 | 16.9406 | 65.8673 | 48.1134
221 | 2044-05-01 | May | 2044 | Summer | 0 | 0 | 40.1091 | 27.6218 | 25.1765 | 15.5932 | 65.2856 | 43.215
222 | 2044-06-01 | Jun | 2044 | Summer | 0 | 0 | 40.4557 | 27.8605 | 30.7879 | 15.18 | 71.2436 | 43.0405
223 | 2044-07-01 | Jul | 2044 | Summer | 0 | 0 | 42.3011 | 29.1314 | 57.8168 | 22.1983 | 100.1179 | 51.3297
224 | 2044-08-01 | Aug | 2044 | Summer | 0 | 0 | 42.9606 | 29.5855 | 46.1068 | 17.7738 | 89.0674 | 47.3593
225 | 2044-09-01 | Sep | 2044 | Summer | 0 | 0 | 36.7291 | 25.2941 | 31.8982 | 16.4784 | 68.6273 | 41.7725
226 | 2044-10-01 | Oct | 2044 | Shoulder | 0 | 0 | 37.4203 | 25.7701 | 27.5745 | 18.896 | 64.9947 | 44.6661
227 | 2044-11-01 | Nov | 2044 | Shoulder | 0 | 0 | 48.8271 | 33.6256 | 20.6214 | 18.6582 | 69.4485 | 52.2839
228 | 2044-12-01 | Dec | 2044 | Winter | 0 | 0 | 79.6712 | 54.8669 | 9.2117 | 14.5858 | 88.8828 | 69.4527
229 | 2045-01-01 | Jan | 2045 | Winter | 0 | 0 | 116.5443 | 80.2603 | 3.0157 | 14.3825 | 119.56 | 94.6428
230 | 2045-02-01 | Feb | 2045 | Winter | 0 | 0 | 102.659 | 70.6979 | 3.1924 | 13.1206 | 105.8514 | 83.8185
231 | 2045-03-01 | Mar | 2045 | Shoulder | 0 | 0 | 55.9456 | 38.5279 | 14.712 | 17.4142 | 70.6577 | 55.9422
232 | 2045-04-01 | Apr | 2045 | Shoulder | 0 | 0 | 45.9267 | 31.6282 | 20.6019 | 16.9406 | 66.5286 | 48.5688
233 | 2045-05-01 | May | 2045 | Summer | 0 | 0 | 40.695 | 28.0253 | 25.1765 | 15.5932 | 65.8715 | 43.6185
234 | 2045-06-01 | Jun | 2045 | Summer | 0 | 0 | 41.0467 | 28.2675 | 30.7879 | 15.18 | 71.8346 | 43.4475
235 | 2045-07-01 | Jul | 2045 | Summer | 0 | 0 | 42.9191 | 29.557 | 57.8168 | 22.1983 | 100.7359 | 51.7553
236 | 2045-08-01 | Aug | 2045 | Summer | 0 | 0 | 43.5882 | 30.0177 | 46.1068 | 17.7738 | 89.695 | 47.7916
237 | 2045-09-01 | Sep | 2045 | Summer | 0 | 0 | 37.2657 | 25.6636 | 31.8982 | 16.4784 | 69.1639 | 42.142
238 | 2045-10-01 | Oct | 2045 | Shoulder | 0 | 0 | 37.9669 | 26.1466 | 27.5745 | 18.896 | 65.5414 | 45.0425
239 | 2045-11-01 | Nov | 2045 | Shoulder | 0 | 0 | 49.5404 | 34.1169 | 20.6214 | 18.6582 | 70.1618 | 52.7751
240 | 2045-12-01 | Dec | 2045 | Winter | 0 | 0 | 80.835 | 55.6685 | 9.2117 | 14.5858 | 90.0467 | 70.2542
241 | 2046-01-01 | Jan | 2046 | Winter | 0 | 0 | 121.1614 | 83.4399 | 3.0157 | 14.3825 | 124.1771 | 97.8224
242 | 2046-02-01 | Feb | 2046 | Winter | 0 | 0 | 106.726 | 73.4987 | 3.1924 | 13.1206 | 109.9184 | 86.6193
243 | 2046-03-01 | Mar | 2046 | Shoulder | 0 | 0 | 58.162 | 40.0543 | 14.712 | 17.4142 | 72.8741 | 57.4685
244 | 2046-04-01 | Apr | 2046 | Shoulder | 0 | 0 | 47.7461 | 32.8812 | 20.6019 | 16.9406 | 68.348 | 49.8218
245 | 2046-05-01 | May | 2046 | Summer | 0 | 0 | 42.3072 | 29.1356 | 25.1765 | 15.5932 | 67.4837 | 44.7288
246 | 2046-06-01 | Jun | 2046 | Summer | 0 | 0 | 42.6728 | 29.3874 | 30.7879 | 15.18 | 73.4608 | 44.5674
247 | 2046-07-01 | Jul | 2046 | Summer | 0 | 0 | 44.6194 | 30.7279 | 57.8168 | 22.1983 | 102.4362 | 52.9262
248 | 2046-08-01 | Aug | 2046 | Summer | 0 | 0 | 45.315 | 31.2069 | 46.1068 | 17.7738 | 91.4218 | 48.9807
249 | 2046-09-01 | Sep | 2046 | Summer | 0 | 0 | 38.742 | 26.6803 | 31.8982 | 16.4784 | 70.6402 | 43.1587
250 | 2046-10-01 | Oct | 2046 | Shoulder | 0 | 0 | 39.471 | 27.1824 | 27.5745 | 18.896 | 67.0455 | 46.0784
251 | 2046-11-01 | Nov | 2046 | Shoulder | 0 | 0 | 51.503 | 35.4685 | 20.6214 | 18.6582 | 72.1244 | 54.1267
252 | 2046-12-01 | Dec | 2046 | Winter | 0 | 0 | 84.0374 | 57.8738 | 9.2117 | 14.5858 | 93.2491 | 72.4596
253 | 2047-01-01 | Jan | 2047 | Winter | 0 | 0 | 0 | 0 | 3.0157 | 14.3825 | 3.0157 | 14.3825
254 | 2047-02-01 | Feb | 2047 | Winter | 0 | 0 | 0 | 0 | 3.1924 | 13.1206 | 3.1924 | 13.1206
255 | 2047-03-01 | Mar | 2047 | Shoulder | 0 | 0 | 0 | 0 | 14.712 | 17.4142 | 14.712 | 17.4142
256 | 2047-04-01 | Apr | 2047 | Shoulder | 0 | 0 | 0 | 0 | 20.6019 | 16.9406 | 20.6019 | 16.9406
257 | 2047-05-01 | May | 2047 | Summer | 0 | 0 | 0 | 0 | 25.1765 | 15.5932 | 25.1765 | 15.5932
258 | 2047-06-01 | Jun | 2047 | Summer | 0 | 0 | 0 | 0 | 30.7879 | 15.18 | 30.7879 | 15.18
259 | 2047-07-01 | Jul | 2047 | Summer | 0 | 0 | 0 | 0 | 57.8168 | 22.1983 | 57.8168 | 22.1983
260 | 2047-08-01 | Aug | 2047 | Summer | 0 | 0 | 0 | 0 | 46.1068 | 17.7738 | 46.1068 | 17.7738
261 | 2047-09-01 | Sep | 2047 | Summer | 0 | 0 | 0 | 0 | 31.8982 | 16.4784 | 31.8982 | 16.4784
262 | 2047-10-01 | Oct | 2047 | Shoulder | 0 | 0 | 0 | 0 | 27.5745 | 18.896 | 27.5745 | 18.896
263 | 2047-11-01 | Nov | 2047 | Shoulder | 0 | 0 | 0 | 0 | 20.6214 | 18.6582 | 20.6214 | 18.6582
264 | 2047-12-01 | Dec | 2047 | Winter | 0 | 0 | 0 | 0 | 9.2117 | 14.5858 | 9.2117 | 14.5858

## Adjustments
[14 empty] | Henry,H,F | Panhandle,PAN,F | TCO,TCO,F | TETCO-M3,TMT,F | Transco-Z6 (non-NY),TPB,F | Transco-Z6 (NY),TZS,F
Record Field | Period | Month | Year | Tetco M-3 | Locational Gas Adjustment ($/MMBtu) | Month | Locational Adjustment ($/MMBtu) | Load Shape | Spark Spread On-Peak ($/MWh) | Spark Spread Off-Peak ($/MWh) | [6 empty] | Tetco M-3 | Transco 6 (Non-NY)
1 | 2026-01-01 | Jan | 2026 | 5.874 | 1.72 | Jan | 2.5722 | 201.2% | 2.9545 | 14.0906 | Commentary: | In some cases, the spark spread may be a negative monetary value. In the marketplace, this may occur for a short period, but usually for an entire month. However, this factor accounts for differences in the heat rate assumptions and the real market values. Escalation is later applied in a positive manner as not to over devalue future spark spreads. | 2025-01-01 | 3.514 | 3.946 | 3.174 | 5.874 | 4.762 | 9.052
2 | 2026-02-01 | Feb | 2026 | 4.5 | 0.576 | Feb | 2.0455 | 177.3% | 3.1276 | 12.8543 |  |  | 2025-02-01 | 3.535 | 3.57 | 3.3 | 4.5 | 3.98 | 5.41
3 | 2026-03-01 | Mar | 2026 | 3.69 | 0.148 | Mar | -0.213 | 96.61% | 14.4135 | 17.0608 |  |  | 2025-03-01 | 3.906 | 3.35 | 3.51 | 3.69 | 3.62 | 3.97
4 | 2026-04-01 | Apr | 2026 | 3.22 | -0.188 | Apr | -0.38 | 79.31% | 20.1838 | 16.5968 |  |  | 2025-04-01 | 3.95 | 3.09 | 3.23 | 3.22 | 3.17 | 3.23
5 | 2026-05-01 | May | 2026 | 2.4 | -1.037 | May | -0.678 | 70.27% | 24.6655 | 15.2767 |  |  | 2025-05-01 | 3.17 | 2.49 | 2.54 | 2.4 | 2.33 | 2.42
6 | 2026-06-01 | Jun | 2026 | 2.17 | -1.443 | Jun | -0.80175 | 70.88% | 30.1631 | 14.8719 |  |  | 2025-06-01 | 3.204 | 2.6 | 2.45 | 2.17 | 2.13 | 2.19
7 | 2026-07-01 | Jul | 2026 | 2.17 | -1.643 | Jul | -0.8535 | 74.11% | 56.6434 | 21.7478 |  |  | 2025-07-01 | 3.261 | 2.51 | 2.2 | 2.17 | 2.13 | 2.24
8 | 2026-08-01 | Aug | 2026 | 2.5 | -1.375 | Aug | -0.87825 | 75.27% | 45.1711 | 17.4131 |  |  | 2025-08-01 | 3.081 | 2.61 | 2.53 | 2.5 | 2.48 | 2.54
9 | 2026-09-01 | Sep | 2026 | 1.934 | -1.903 | Sep | -1.2497 | 64.35% | 31.2508 | 16.1439 |  |  | 2025-09-01 | 2.826 | 2.361 | 2.076 | 1.934 | 1.836 | 1.926
10 | 2026-10-01 | Oct | 2026 | 1.859 | -2.024 | Oct | -1.274 | 65.56% | 27.0148 | 18.5125 |  |  | 2025-10-01 | 2.914 | 2.369 | 1.946 | 1.859 | 1.764 | 1.909
11 | 2026-11-01 | Nov | 2026 | 2.615 | -1.482 | Nov | -0.76375 | 85.55% | 20.2029 | 18.2795 |  |  | 2025-11-01 | 3.247 | 2.805 | 2.542 | 2.615 | 2.519 | 2.689
12 | 2026-12-01 | Dec | 2026 | 4.544 | 0.047 | Dec | 0.73825 | 139.6% | 9.0247 | 14.2897 |  |  | 2025-12-01 | 3.822 | 3.732 | 3.37 | 4.544 | 4.234 | 5.982
13 | 2027-01-01 | Jan | 2027 | 7.296 | 2.547 | [7 empty] | 2026-01-01 | 4.154 | 4.429 | 3.782 | 7.296 | 6.756 | 9.579
14 | 2027-02-01 | Feb | 2027 | 6.339 | 1.96 | [7 empty] | 2026-02-01 | 3.924 | 4.199 | 3.594 | 6.339 | 5.699 | 8.599
15 | 2027-03-01 | Mar | 2027 | 3.147 | -0.656 | [7 empty] | 2026-03-01 | 3.542 | 3.142 | 3.124 | 3.147 | 3.11 | 3.464
16 | 2027-04-01 | Apr | 2027 | 2.848 | -0.57 | [7 empty] | 2026-04-01 | 3.408 | 2.863 | 2.913 | 2.848 | 2.743 | 2.786
17 | 2027-05-01 | May | 2027 | 2.709 | -0.685 | [7 empty] | 2026-05-01 | 3.437 | 2.825 | 2.809 | 2.709 | 2.562 | 2.607
18 | 2027-06-01 | Jun | 2027 | 2.805 | -0.737 | [7 empty] | 2026-06-01 | 3.613 | 2.905 | 2.873 | 2.805 | 2.805 | 2.813
19 | 2027-07-01 | Jul | 2027 | 3.118 | -0.602 | [7 empty] | 2026-07-01 | 3.813 | 3.241 | 3.103 | 3.118 | 3.118 | 3.153
20 | 2027-08-01 | Aug | 2027 | 3.07 | -0.71 | [7 empty] | 2026-08-01 | 3.875 | 3.33 | 3.015 | 3.07 | 3.08 | 3.135
21 | 2027-09-01 | Sep | 2027 | 2.617 | -1.129 | [7 empty] | 2026-09-01 | 3.837 | 3.197 | 2.799 | 2.617 | 2.605 | 2.582
22 | 2027-10-01 | Oct | 2027 | 2.573 | -1.23 | [7 empty] | 2026-10-01 | 3.883 | 3.183 | 2.688 | 2.573 | 2.578 | 2.545
23 | 2027-11-01 | Nov | 2027 | 3.202 | -0.809 | [7 empty] | 2026-11-01 | 4.097 | 3.552 | 3.077 | 3.202 | 3.225 | 4.079
24 | 2027-12-01 | Dec | 2027 | 5.245 | 0.809 | [7 empty] | 2026-12-01 | 4.497 | 4.369 | 3.837 | 5.245 | 5.095 | 6.412
25 | 2028-01-01 | Jan | 2028 | 7.569 | 2.835 | [7 empty] | 2027-01-01 | 4.749 | 5.011 | 4.331 | 7.569 | 7.237 | 9.237
26 | 2028-02-01 | Feb | 2028 | 7.069 | 2.676 | [7 empty] | 2027-02-01 | 4.379 | 4.674 | 3.964 | 7.069 | 6.231 | 8.389
27 | 2028-03-01 | Mar | 2028 | 3.413 | -0.355 | [7 empty] | 2027-03-01 | 3.803 | 3.323 | 3.345 | 3.413 | 3.275 | 4.293
28 | 2028-04-01 | Apr | 2028 | 2.873 | -0.425 | [7 empty] | 2027-04-01 | 3.418 | 2.89 | 2.983 | 2.873 | 2.953 | 2.943
29 | 2028-05-01 | May | 2028 | 2.736 | -0.533 | [7 empty] | 2027-05-01 | 3.394 | 2.789 | 2.782 | 2.736 | 2.629 | 2.684
30 | 2028-06-01 | Jun | 2028 | 2.867 | -0.553 | [7 empty] | 2027-06-01 | 3.542 | 2.944 | 2.83 | 2.867 | 2.85 | 2.874
31 | 2028-07-01 | Jul | 2028 | 3.045 | -0.55 | [7 empty] | 2027-07-01 | 3.72 | 3.188 | 2.888 | 3.045 | 3.07 | 3.115
32 | 2028-08-01 | Aug | 2028 | 2.968 | -0.696 | [7 empty] | 2027-08-01 | 3.78 | 3.238 | 2.888 | 2.968 | 3.022 | 3.092
33 | 2028-09-01 | Sep | 2028 | 2.606 | -1.042 | [7 empty] | 2027-09-01 | 3.746 | 3.196 | 2.816 | 2.606 | 2.698 | 2.596
34 | 2028-10-01 | Oct | 2028 | 2.731 | -0.984 | [7 empty] | 2027-10-01 | 3.803 | 3.171 | 2.753 | 2.731 | 2.578 | 2.561
35 | 2028-11-01 | Nov | 2028 | 3.356 | -0.602 | [7 empty] | 2027-11-01 | 4.011 | 3.556 | 3.063 | 3.356 | 3.313 | 3.783
36 | 2028-12-01 | Dec | 2028 | 5.466 | 1.056 | [7 empty] | 2027-12-01 | 4.436 | 4.281 | 3.748 | 5.466 | 5.088 | 6.211
37 | 2029-01-01 | Jan | 2029 | 7.862 | 3.187 | [7 empty] | 2028-01-01 | 4.734 | 4.932 | 4.366 | 7.862 | 7.566 | 9.296
38 | 2029-02-01 | Feb | 2029 | 7.303 | 2.97 | [7 empty] | 2028-02-01 | 4.393 | 4.581 | 4.038 | 7.303 | 6.655 | 8.541
39 | 2029-03-01 | Mar | 2029 | 3.65 | 0.011 | [7 empty] | 2028-03-01 | 3.768 | 3.476 | 3.386 | 3.65 | 3.443 | 5.273
40 | 2029-04-01 | Apr | 2029 | 2.838 | -0.337 | [7 empty] | 2028-04-01 | 3.298 | 2.808 | 2.676 | 2.838 | 2.928 | 2.853
41 | 2029-05-01 | May | 2029 | 2.697 | -0.457 | [7 empty] | 2028-05-01 | 3.269 | 2.739 | 2.629 | 2.697 | 2.747 | 2.564
42 | 2029-06-01 | Jun | 2029 | 2.83 | -0.474 | [7 empty] | 2028-06-01 | 3.42 | 2.895 | 2.742 | 2.83 | 2.838 | 2.768
43 | 2029-07-01 | Jul | 2029 | 2.855 | -0.619 | [7 empty] | 2028-07-01 | 3.595 | 3.13 | 2.895 | 2.855 | 2.935 | 2.995
44 | 2029-08-01 | Aug | 2029 | 2.812 | -0.732 | [7 empty] | 2028-08-01 | 3.664 | 3.194 | 2.924 | 2.812 | 2.894 | 3.054
45 | 2029-09-01 | Sep | 2029 | 2.613 | -0.925 | [7 empty] | 2028-09-01 | 3.648 | 3.128 | 2.87 | 2.613 | 2.723 | 2.486
46 | 2029-10-01 | Oct | 2029 | 2.753 | -0.858 | [7 empty] | 2028-10-01 | 3.715 | 3.14 | 2.993 | 2.753 | 2.613 | 2.453
47 | 2029-11-01 | Nov | 2029 | 3.636 | -0.162 | [7 empty] | 2028-11-01 | 3.958 | 3.366 | 3.403 | 3.636 | 3.138 | 4.64
48 | 2029-12-01 | Dec | 2029 | 5.28 | 1.041 | [7 empty] | 2028-12-01 | 4.41 | 4.18 | 3.832 | 5.28 | 5.122 | 6.255
[13 empty] | 2029-01-01 | 4.675 | 4.865 | 4.185 | 7.967 | 7.827 | 9.277
[13 empty] | 2029-02-01 | 4.333 | 4.508 | 3.871 | 6.875 | 6.601 | 8.235
[13 empty] | 2029-03-01 | 3.639 | 3.727 | 3.141 | 3.767 | 3.574 | 4.871
[13 empty] | 2029-04-01 | 3.175 | 2.705 | 2.603 | 2.653 | 2.755 | 2.787
[13 empty] | 2029-05-01 | 3.154 | 2.636 | 2.564 | 2.516 | 2.454 | 2.482
[13 empty] | 2029-06-01 | 3.304 | 2.792 | 2.676 | 2.652 | 2.672 | 2.694
[13 empty] | 2029-07-01 | 3.474 | 3.026 | 2.872 | 2.746 | 2.784 | 2.906
[13 empty] | 2029-08-01 | 3.544 | 3.092 | 2.899 | 2.792 | 2.864 | 2.966
[13 empty] | 2029-09-01 | 3.538 | 3.076 | 2.85 | 2.596 | 2.706 | 2.39
[13 empty] | 2029-10-01 | 3.611 | 3.116 | 2.953 | 2.749 | 2.799 | 2.356
[13 empty] | 2029-11-01 | 3.798 | 3.388 | 3.308 | 3.773 | 3.198 | 4.936
[13 empty] | 2029-12-01 | 4.239 | 3.847 | 3.727 | 4.994 | 4.797 | 5.914
[13 empty] | 2030-01-01 | 4.505 | 4.65 | 4.087 | 6.953 | 7.135 | 7.797
[13 empty] | 2030-02-01 | 4.22 | 4.35 | 3.825 | 6.42 | 6.618 | 7.982
[13 empty] | 2030-03-01 | 3.569 | 3.947 | 3.144 | 3.501 | 3.471 | 5.044
[13 empty] | 2030-04-01 | 3.066 | 2.628 | 2.501 | 2.541 | 2.588 | 2.711
[13 empty] | 2030-05-01 | 3.036 | 2.551 | 2.454 | 2.396 | 2.264 | 2.371
[13 empty] | 2030-06-01 | 3.172 | 2.692 | 2.552 | 2.517 | 2.472 | 2.58
[13 empty] | 2030-07-01 | 3.323 | 2.908 | 2.698 | 2.548 | 2.541 | 2.763
[13 empty] | 2030-08-01 | 3.39 | 2.97 | 2.725 | 2.59 | 2.618 | 2.82
[13 empty] | 2030-09-01 | 3.366 | 2.936 | 2.658 | 2.378 | 2.448 | 2.208
[13 empty] | 2030-10-01 | 3.441 | 3.013 | 2.793 | 2.531 | 2.536 | 2.169
[13 empty] | 2030-11-01 | 3.632 | 3.19 | 3.077 | 3.54 | 2.857 | 4.822
[13 empty] | 2030-12-01 | 4.064 | 3.382 | 3.489 | 4.752 | 4.559 | 5.594
[13 empty] | 2031-01-01 | 4.334 | 4.479 | 3.929 | 6.716 | 6.926 | 7.334
[13 empty] | 2031-02-01 | 4.064 | 4.194 | 3.682 | 6.122 | 6.412 | 7.662
[13 empty] | 2031-03-01 | 3.429 | 3.807 | 3.017 | 3.227 | 3.294 | 4.729
[13 empty] | 2031-04-01 | 3.032 | 2.597 | 2.467 | 2.534 | 2.584 | 2.684
[13 empty] | 2031-05-01 | 3.05 | 2.568 | 2.468 | 2.442 | 2.32 | 2.368
[13 empty] | 2031-06-01 | 3.185 | 2.707 | 2.565 | 2.557 | 2.515 | 2.585
[13 empty] | 2031-07-01 | 3.331 | 2.919 | 2.706 | 2.561 | 2.556 | 2.753
[13 empty] | 2031-08-01 | 3.359 | 2.941 | 2.694 | 2.564 | 2.594 | 2.771
[13 empty] | 2031-09-01 | 3.325 | 2.897 | 2.617 | 2.345 | 2.407 | 2.133
[13 empty] | 2031-10-01 | 3.388 | 2.963 | 2.74 | 2.483 | 2.49 | 2.073
[13 empty] | 2031-11-01 | 3.581 | 3.221 | 3.269 | 3.511 | 2.886 | 4.839
[13 empty] | 2031-12-01 | 4.028 | 3.428 | 3.696 | 4.75 | 4.59 | 5.428
[13 empty] | 2032-01-01 | 4.298 | 4.298 | 4.298 | 6.718 | 6.96 | 7.02
[13 empty] | 2032-02-01 | 4.028 | 4.028 | 4.028 | 6.046 | 6.443 | 7.476
[13 empty] | 2032-03-01 | 3.363 | 3.363 | 3.363 | 3.128 | 3.298 | 4.503
[13 empty] | 2032-04-01 | 2.883 | 2.883 | 2.883 | 2.371 | 2.345 | 2.548
[13 empty] | 2032-05-01 | 2.863 | 2.863 | 2.863 | 2.235 | 2.033 | 2.168
[13 empty] | 2032-06-01 | 3.013 | 3.013 | 3.013 | 2.371 | 2.253 | 2.411
[13 empty] | 2032-07-01 | 3.173 | 3.173 | 3.173 | 2.423 | 2.348 | 2.583
[13 empty] | 2032-08-01 | 3.205 | 3.205 | 3.205 | 2.43 | 2.39 | 2.605
[13 empty] | 2032-09-01 | 3.18 | 3.18 | 3.18 | 2.218 | 2.218 | 1.958
[13 empty] | 2032-10-01 | 3.255 | 3.255 | 3.255 | 2.37 | 2.307 | 1.903
[13 empty] | 2032-11-01 | 3.485 | 3.485 | 3.485 | 3.117 | 2.47 | 4.783
[13 empty] | 2032-12-01 | 3.915 | 3.915 | 3.915 | 4.327 | 4.145 | 5.157
[13 empty] | 2033-01-01 | 4.165 | 4.165 | 4.165 | 6.625 | 6.493 | 6.583
[13 empty] | 2033-02-01 | 3.9 | 3.9 | 3.9 | 5.88 | 6.002 | 7.17
[13 empty] | 2033-03-01 | 3.28 | 3.28 | 3.28 | 3.015 | 2.878 | 4.232
[13 empty] | 2033-04-01 | 2.83 | 2.83 | 2.83 | 2.258 | 2.22 | 2.508
[13 empty] | 2033-05-01 | 2.86 | 2.86 | 2.86 | 2.172 | 1.955 | 2.152
[13 empty] | 2033-06-01 | 3.002 | 3.002 | 3.002 | 2.3 | 2.17 | 2.397
[13 empty] | 2033-07-01 | 3.167 | 3.167 | 3.167 | 2.469 | 2.379 | 2.565
[13 empty] | 2033-08-01 | 3.207 | 3.207 | 3.207 | 2.485 | 2.429 | 2.595
[13 empty] | 2033-09-01 | 3.182 | 3.182 | 3.182 | 2.27 | 2.257 | 1.93
[13 empty] | 2033-10-01 | 3.228 | 3.228 | 3.228 | 2.396 | 2.318 | 1.838
[13 empty] | 2033-11-01 | 3.488 | 3.488 | 3.488 | 4.186 | 2.53 | 4.216
[13 empty] | 2033-12-01 | 3.888 | 3.888 | 3.888 | 5.366 | 4.176 | 4.566
[13 empty] | 2034-01-01 | 4.143 | 4.143 | 4.143 | 6.675 | 6.531 | 6.153
[13 empty] | 2034-02-01 | 3.903 | 3.903 | 3.903 | 5.878 | 6.063 | 6.893
[13 empty] | 2034-03-01 | 3.303 | 3.303 | 3.303 | 3.041 | 2.963 | 3.965
[13 empty] | 2034-04-01 | 2.903 | 2.903 | 2.903 | 2.348 | 2.435 | 2.595
[13 empty] | 2034-05-01 | 2.933 | 2.933 | 2.933 | 2.263 | 2.165 | 2.215
[13 empty] | 2034-06-01 | 3.063 | 3.063 | 3.063 | 2.378 | 2.373 | 2.458
[13 empty] | 2034-07-01 | 3.208 | 3.208 | 3.208 | 2.528 | 2.558 | 2.596
[13 empty] | 2034-08-01 | 3.248 | 3.248 | 3.248 | 2.543 | 2.608 | 2.626
[13 empty] | 2034-09-01 | 3.263 | 3.263 | 3.263 | 2.368 | 2.481 | 1.983
[13 empty] | 2034-10-01 | 3.309 | 3.309 | 3.309 | 2.494 | 2.537 | 1.884
[13 empty] | 2034-11-01 | 3.549 | 3.549 | 3.549 | 5.394 | 2.579 | 3.791
[13 empty] | 2034-12-01 | 3.949 | 3.949 | 3.949 | 6.574 | 4.219 | 4.147
[13 empty] | 2035-01-01 | 4.169 | 4.169 | 4.169 | 6.701 | 6.401 | 6.179
[13 empty] | 2035-02-01 | 3.929 | 3.929 | 3.929 | 5.904 | 5.949 | 6.919
[13 empty] | 2035-03-01 | 3.499 | 3.499 | 3.499 | 3.237 | 3.004 | 4.161
[13 empty] | 2035-04-01 | 3.169 | 3.169 | 3.169 | 2.614 | 2.631 | 2.861 | -0.555 | 2.614 | -0.5375 | 2.6315 | checks
[13 empty] | 2035-05-01 | 3.147 | 3.147 | 3.147 | 2.477 | 2.312 | 2.429 | -0.67 | 2.477 | -0.835 | 2.312 | checks
[13 empty] | 2035-06-01 | 3.182 | 3.182 | 3.182 | 2.497 | 2.422 | 2.577 | note: NG values beyond May 2035 are not used
[13 empty] | 2035-07-01 | 3.222 | 3.222 | 3.222 | 2.542 | 2.504 | 2.61
[13 empty] | 2035-08-01 | 3.262 | 3.262 | 3.262 | 2.557 | 2.554 | 2.64
[13 empty] | 2035-09-01 | 3.277 | 3.277 | 3.277 | 2.382 | 2.425 | 1.997
[13 empty] | 2035-10-01 | 3.323 | 3.323 | 3.323 | 2.508 | 2.483 | 1.898
[13 empty] | 2035-11-01 | 3.523 | 3.523 | 3.523 | 5.341 | 2.325 | 3.185
[13 empty] | 2035-12-01 | 3.823 | 3.823 | 3.823 | 6.421 | 3.865 | 3.441
[13 empty] | 2036-01-01 | 4.093 | 4.093 | 4.093 | 4.093 | 6.233 | 4.093
[13 empty] | 2036-02-01 | 3.923 | 3.923 | 3.923 | 3.923 | 5.851 | 3.923
[13 empty] | 2036-03-01 | 3.653 | 3.653 | 3.653 | 3.653 | 3.063 | 3.653
[13 empty] | 2036-04-01 | 3.323 | 3.323 | 3.323 | 3.323 | 2.721 | 3.323
[13 empty] | 2036-05-01 | 3.301 | 3.301 | 3.301 | 3.301 | 2.401 | 3.301
[13 empty] | 2036-06-01 | 3.336 | 3.336 | 3.336 | 3.336 | 2.511 | 3.336
[13 empty] | 2036-07-01 | 3.376 | 3.376 | 3.376 | 3.376 | 2.594 | 3.376
[13 empty] | 2036-08-01 | 3.416 | 3.416 | 3.416 | 3.416 | 2.644 | 3.416
[13 empty] | 2036-09-01 | 3.431 | 3.431 | 3.431 | 3.431 | 2.513 | 3.431
[13 empty] | 2036-10-01 | 3.477 | 3.477 | 3.477 | 3.477 | 2.572 | 3.477
[13 empty] | 2036-11-01 | 3.549 | 3.549 | 3.549 | 3.549 | 2.287 | 3.549
[13 empty] | 2036-12-01 | 3.704 | 3.704 | 3.704 | 3.704 | 3.682 | 3.704
[13 empty] | 2037-01-01 | 3.929 | 3.929 | 3.929 | 3.929 | 3.929 | 3.929
[13 empty] | 2037-02-01 | 3.779 | 3.779 | 3.779 | 3.779 | 3.779 | 3.779
[13 empty] | 2037-03-01 | 3.579 | 3.579 | 3.579 | 3.579 | 3.579 | 3.579
[13 empty] | 2037-04-01 | 3.249 | 3.249 | 3.249 | 3.249 | 3.249 | 3.249
[13 empty] | 2037-05-01 | 3.227 | 3.227 | 3.227 | 3.227 | 3.227 | 3.227
[13 empty] | 2037-06-01 | 3.262 | 3.262 | 3.262 | 3.262 | 3.262 | 3.262
[13 empty] | 2037-07-01 | 3.302 | 3.302 | 3.302 | 3.302 | 3.302 | 3.302
[13 empty] | 2037-08-01 | 3.342 | 3.342 | 3.342 | 3.342 | 3.342 | 3.342
[13 empty] | 2037-09-01 | 3.357 | 3.357 | 3.357 | 3.357 | 3.357 | 3.357
[13 empty] | 2037-10-01 | 3.403 | 3.403 | 3.403 | 3.403 | 3.403 | 3.403
[13 empty] | 2037-11-01 | 3.475 | 3.475 | 3.475 | 3.475 | 3.475 | 3.475
[14 empty] | 3.515 | 3.493 | 2.835 | 6.063 | 3.493 | 2.945

## BLS Input
PPI Industry Data
Original Data Value
Source: | https://data.bls.gov/timeseries/PCU221110221110
Series ID: | PCU221110221110
Series Title: | PPI industry data for Electric power generation, not seasonally adjusted
Industry: | Electric power generation
Product: | Electric power generation
Base Date: | 200312
Years: | 2015 to 2025 | [15 empty] | CPI-U, All Items Less Food and Energy
Years in Escalation Rate | 5
Year | Jan | Feb | Mar | Apr | May | Jun | Jul | Aug | Sep | Oct | Nov | Dec | Annual Avg. | Full Year Flag | Commentary: | The BLS escalation rate is based on the latest five full years of available data. It is important to have a full year of data as the historical trend is that months early in the year have a higher value than the annual average. | Year | Jan | Feb | Mar | Apr | May | Jun | Jul | Aug | Sep | Oct | Nov | Dec | Annual Avg. | Full Year Flag
2019 | 134.3 | 150.9 | 152.9 | 132 | 129.9 | 136.1 | 137.4 | 170.1 | 169.5 | 140.4 | 140.2 | 131.5 | 143.7667 | 1 |  |  | 2019 | 260.122 | 261.114 | 261.836 | 262.332 | 262.59 | 263.177 | 263.566 | 264.169 | 264.522 | 265.059 | 265.108 | 264.935 | 263.2108 | 1
2020 | 126.7 | 124 | 122.6 | 120.6 | 118.5 | 124.9 | 134 | 153 | 139.4 | 140.8 | 141.6 | 136.5 | 131.8833 | 1 |  |  | 2020 | 266.004 | 267.268 | 267.312 | 266.089 | 265.799 | 266.302 | 267.703 | 268.756 | 269.054 | 269.328 | 269.473 | 269.226 | 267.6928 | 1
2021 | 133.3 | 744.7 | 154.3 | 139.2 | 141.7 | 172.2 | 175.846 | 181.188 | 187.185 | 190.963 | 180.446 | 163.065 | 213.6744 | 1 |  |  | 2021 | 269.755 | 270.696 | 271.713 | 273.968 | 275.893 | 278.218 | 279.146 | 279.507 | 279.884 | 281.617 | 282.754 | 283.908 | 277.2549 | 1
2022 | 167.911 | 168.471 | 169.408 | 193.19 | 277.664 | 234.338 | 296.086 | 274.912 | 286.887 | 207.824 | 194.072 | 310.65 | 231.7844 | 1 |  |  | 2022 | 285.996 | 288.059 | 289.305 | 290.846 | 292.506 | 294.68 | 295.646 | 297.178 | 298.442 | 299.315 | 299.6 | 300.113 | 294.3072 | 1
2023 | 265.846 | 165.241 | 175.314 | 153.936 | 136.176 | 150.926 | 178.789 | 280.482 | 201.846 | 159.477 | 167.464 | 155.543 | 182.5867 | 1 |  |  | 2023 | 301.962 | 304.011 | 305.476 | 306.899 | 308.096 | 308.91 | 309.402 | 310.103 | 310.817 | 311.38 | 311.606 | 311.907 | 308.3808 | 1
2024 | 194.347 | 147.351 | 142.831 | 136.608 | 155.6 | 146.794 | 171.117 | 170.346 | 165.819 | 160.864 | 141.609 | 159.062 | 157.6957 | 1 |  |  | 2024 | 313.623 | 315.419 | 317.088 | 317.978 | 318.629 | 319.003 | 319.214 | 320.017 | 321.109 | 321.758 | 321.947 | 322.007 | 318.9827 | 1
2025 | 5 Jan: 160.234; 5 Feb: 165.95; 5 Mar: 153.004; 5 Apr: 149.477; 5 May: 153.07; 5 Jun: 157.994 | Data Missing | 0 |  |  | 2025 | 323.842 | 325.252 | 325.933 | 326.815 | 327.509 | 328.364 | [6 empty] | Data Missing | 0
| 5 Dec: PPI Inflation Rate | 3.64% | [15 empty] | CPI Inflation Rate | 3.568%
| 5 Dec: CPI Inflation Rate | 3.568%
| 5 Dec: BLS Escalation Rate | 0.07154%

## Generation Capacity
Generation Capacity
Status | Data Needed: TRC Order Section
Complete | PJM Base Residual Auction Results: B.6 Page 17
[24 empty] | Years Averaged | 5
Demand Split
[24 empty] | Summer | 50%
[24 empty] | Winter | 50%
|  | Seasonally Adjusted BRA Results (Real $/MW-day) | [9 empty] | Seasonally Adjusted PJM BRA Results (Real $/kW-year) | [11 empty] | PJM BRA Results (Real $/MW-day)
EDC | Zone | Summer |  |  |  |  | Winter |  |  |  |  | Summer | [5 empty] | Winter | [6 empty] | Zone | Summer |  |  |  |  | Winter
|  | 2022/2021 | 2023/2024 | 2024/2025 | 2025/2026 | 2026/2027 | 2022/2021 | 2023/2024 | 2024/2025 | 2025/2026 | 2026/2027 | 2020/2021 | 2021/2022 | 2024/2025 | 2025/2026 | 2026/2027 | 5-Year Average | 2020/2021 | 2021/2022 | 2024/2025 | 2025/2026 | 2026/2027 | 5-Year Average | EDC |  | 2022/2021 | 2023/2024 | 2024/2025 | 2025/2026 | 2026/2027 | 2022/2021 | 2023/2024 | 2024/2025 | 2025/2026 | 2026/2027
DLC | DLCO | 25 | 17.065 | 14.46 | 134.96 | 164.585 | 25 | 17.065 | 14.46 | 134.96 | 164.585 | 9.125 | 6.2287 | 5.2779 | 49.2604 | 60.0735 | 25.9931 | 9.125 | 6.2287 | 5.2779 | 49.2604 | 60.0735 | 25.9931 | DLC | DLCO | 50 | 34.13 | 28.92 | 269.92 | 329.17 | 50 | 34.13 | 28.92 | 269.92 | 329.17
Met-Ed | METED | 47.895 | 24.745 | 24.745 | 134.96 | 164.585 | 47.895 | 24.745 | 24.745 | 134.96 | 164.585 | 17.4817 | 9.0319 | 9.0319 | 49.2604 | 60.0735 | 28.9759 | 17.4817 | 9.0319 | 9.0319 | 49.2604 | 60.0735 | 28.9759 | Met-Ed | METED | 95.79 | 49.49 | 49.49 | 269.92 | 329.17 | 95.79 | 49.49 | 49.49 | 269.92 | 329.17
PECO | PECO | 48.93 | 24.745 | 27.475 | 134.96 | 164.585 | 48.93 | 24.745 | 27.475 | 134.96 | 164.585 | 17.8595 | 9.0319 | 10.0284 | 49.2604 | 60.0735 | 29.2507 | 17.8595 | 9.0319 | 10.0284 | 49.2604 | 60.0735 | 29.2507 | PECO | PECO | 97.86 | 49.49 | 54.95 | 269.92 | 329.17 | 97.86 | 49.49 | 54.95 | 269.92 | 329.17
Penelec | PENLC | 47.895 | 24.745 | 24.745 | 134.96 | 164.585 | 47.895 | 24.745 | 24.745 | 134.96 | 164.585 | 17.4817 | 9.0319 | 9.0319 | 49.2604 | 60.0735 | 28.9759 | 17.4817 | 9.0319 | 9.0319 | 49.2604 | 60.0735 | 28.9759 | Penelec | PENLC | 95.79 | 49.49 | 49.49 | 269.92 | 329.17 | 95.79 | 49.49 | 49.49 | 269.92 | 329.17
Penn Power | ATSI | 25 | 17.065 | 14.46 | 134.96 | 164.585 | 25 | 17.065 | 14.46 | 134.96 | 164.585 | 9.125 | 6.2287 | 5.2779 | 49.2604 | 60.0735 | 25.9931 | 9.125 | 6.2287 | 5.2779 | 49.2604 | 60.0735 | 25.9931 | Penn Power | ATSI | 50 | 34.13 | 28.92 | 269.92 | 329.17 | 50 | 34.13 | 28.92 | 269.92 | 329.17
PPL | PL | 47.895 | 24.745 | 24.745 | 134.96 | 164.585 | 47.895 | 24.745 | 24.745 | 134.96 | 164.585 | 17.4817 | 9.0319 | 9.0319 | 49.2604 | 60.0735 | 28.9759 | 17.4817 | 9.0319 | 9.0319 | 49.2604 | 60.0735 | 28.9759 | PPL | PL | 95.79 | 49.49 | 49.49 | 269.92 | 329.17 | 95.79 | 49.49 | 49.49 | 269.92 | 329.17
West Penn | APS | 25 | 17.065 | 14.46 | 134.96 | 164.585 | 25 | 17.065 | 14.46 | 134.96 | 164.585 | 9.125 | 6.2287 | 5.2779 | 49.2604 | 60.0735 | 25.9931 | 9.125 | 6.2287 | 5.2779 | 49.2604 | 60.0735 | 25.9931 | West Penn | APS | 50 | 34.13 | 28.92 | 269.92 | 329.17 | 50 | 34.13 | 28.92 | 269.92 | 329.17
Note: Data through 2024-25 BRA auction does not include winter peak values. Assumed BRA results encompass value for both summer and winter peak. This may change for future auctions
Avoided Generation Capacity Forecast in Nominal Dollars (Nominal $/kW-year)
Act 129 PY | DY/PY Start | DY/PY End | Summer | [6 empty] | Winter | [6 empty] | Inflation Flag | Input Flag
|  |  | DLC | Met-Ed | PECO | Penelec | Penn Power | PPL | West Penn | DLC | Met-Ed | PECO | Penelec | Penn Power | PPL | West Penn | Inflation Flag | Input
18 | 2026 | 2027 | 60.0735 | 60.0735 | 60.0735 | 60.0735 | 60.0735 | 60.0735 | 60.0735 | 60.0735 | 60.0735 | 60.0735 | 60.0735 | 60.0735 | 60.0735 | 60.0735 | 0 | annual
19 | 2027 | 2028 | 25.9931 | 28.9759 | 29.2507 | 28.9759 | 25.9931 | 28.9759 | 25.9931 | 25.9931 | 28.9759 | 29.2507 | 28.9759 | 25.9931 | 28.9759 | 25.9931 | 0 | average
20 | 2028 | 2029 | 26.5316 | 29.5761 | 29.8567 | 29.5761 | 26.5316 | 29.5761 | 26.5316 | 26.5316 | 29.5761 | 29.8567 | 29.5761 | 26.5316 | 29.5761 | 26.5316 | 1 | average
21 | 2029 | 2030 | 27.0812 | 30.1888 | 30.4752 | 30.1888 | 27.0812 | 30.1888 | 27.0812 | 27.0812 | 30.1888 | 30.4752 | 30.1888 | 27.0812 | 30.1888 | 27.0812 | 1 | average
22 | 2030 | 2031 | 27.6422 | 30.8142 | 31.1065 | 30.8142 | 27.6422 | 30.8142 | 27.6422 | 27.6422 | 30.8142 | 31.1065 | 30.8142 | 27.6422 | 30.8142 | 27.6422 | 1 | average
23 | 2031 | 2032 | 28.2148 | 31.4525 | 31.7509 | 31.4525 | 28.2148 | 31.4525 | 28.2148 | 28.2148 | 31.4525 | 31.7509 | 31.4525 | 28.2148 | 31.4525 | 28.2148 | 1 | average
24 | 2032 | 2033 | 28.7993 | 32.1041 | 32.4086 | 32.1041 | 28.7993 | 32.1041 | 28.7993 | 28.7993 | 32.1041 | 32.4086 | 32.1041 | 28.7993 | 32.1041 | 28.7993 | 1 | average
25 | 2033 | 2034 | 29.3959 | 32.7691 | 33.08 | 32.7691 | 29.3959 | 32.7691 | 29.3959 | 29.3959 | 32.7691 | 33.08 | 32.7691 | 29.3959 | 32.7691 | 29.3959 | 1 | average
26 | 2034 | 2035 | 30.0048 | 33.448 | 33.7652 | 33.448 | 30.0048 | 33.448 | 30.0048 | 30.0048 | 33.448 | 33.7652 | 33.448 | 30.0048 | 33.448 | 30.0048 | 1 | average
27 | 2035 | 2036 | 30.6264 | 34.1408 | 34.4647 | 34.1408 | 30.6264 | 34.1408 | 30.6264 | 30.6264 | 34.1408 | 34.4647 | 34.1408 | 30.6264 | 34.1408 | 30.6264 | 1 | average
28 | 2036 | 2037 | 31.2608 | 34.8481 | 35.1786 | 34.8481 | 31.2608 | 34.8481 | 31.2608 | 31.2608 | 34.8481 | 35.1786 | 34.8481 | 31.2608 | 34.8481 | 31.2608 | 1 | average
29 | 2037 | 2038 | 31.9084 | 35.57 | 35.9074 | 35.57 | 31.9084 | 35.57 | 31.9084 | 31.9084 | 35.57 | 35.9074 | 35.57 | 31.9084 | 35.57 | 31.9084 | 1 | average
30 | 2038 | 2039 | 32.5694 | 36.3068 | 36.6512 | 36.3068 | 32.5694 | 36.3068 | 32.5694 | 32.5694 | 36.3068 | 36.6512 | 36.3068 | 32.5694 | 36.3068 | 32.5694 | 1 | average
31 | 2039 | 2040 | 33.2441 | 37.0589 | 37.4105 | 37.0589 | 33.2441 | 37.0589 | 33.2441 | 33.2441 | 37.0589 | 37.4105 | 37.0589 | 33.2441 | 37.0589 | 33.2441 | 1 | average
32 | 2040 | 2041 | 33.9328 | 37.8266 | 38.1854 | 37.8266 | 33.9328 | 37.8266 | 33.9328 | 33.9328 | 37.8266 | 38.1854 | 37.8266 | 33.9328 | 37.8266 | 33.9328 | 1 | average
33 | 2041 | 2042 | 34.6357 | 38.6102 | 38.9765 | 38.6102 | 34.6357 | 38.6102 | 34.6357 | 34.6357 | 38.6102 | 38.9765 | 38.6102 | 34.6357 | 38.6102 | 34.6357 | 1 | average
34 | 2042 | 2043 | 35.3532 | 39.4101 | 39.7839 | 39.4101 | 35.3532 | 39.4101 | 35.3532 | 35.3532 | 39.4101 | 39.7839 | 39.4101 | 35.3532 | 39.4101 | 35.3532 | 1 | average
35 | 2043 | 2044 | 36.0855 | 40.2264 | 40.608 | 40.2264 | 36.0855 | 40.2264 | 36.0855 | 36.0855 | 40.2264 | 40.608 | 40.2264 | 36.0855 | 40.2264 | 36.0855 | 1 | average
36 | 2044 | 2045 | 36.8331 | 41.0598 | 41.4492 | 41.0598 | 36.8331 | 41.0598 | 36.8331 | 36.8331 | 41.0598 | 41.4492 | 41.0598 | 36.8331 | 41.0598 | 36.8331 | 1 | average
37 | 2045 | 2046 | 37.5961 | 41.9103 | 42.3079 | 41.9103 | 37.5961 | 41.9103 | 37.5961 | 37.5961 | 41.9103 | 42.3079 | 41.9103 | 37.5961 | 41.9103 | 37.5961 | 1 | average
38 | 2046 | 2047 | 38.3749 | 42.7785 | 43.1843 | 42.7785 | 38.3749 | 42.7785 | 38.3749 | 38.3749 | 42.7785 | 43.1843 | 42.7785 | 38.3749 | 42.7785 | 38.3749 | 1 | average
39 | 2047 | 2048 | 39.1698 | 43.6647 | 44.0789 | 43.6647 | 39.1698 | 43.6647 | 39.1698 | 39.1698 | 43.6647 | 44.0789 | 43.6647 | 39.1698 | 43.6647 | 39.1698 | 1 | average

## T&D Capacity
Avoided Transmission Capacity Forecast in Nominal Dollars ($/kW-year) - Summer | [9 empty] | Avoided Distrbution Capacity Forecast in Nominal Dollars ($/kW-year) - Summer
Act 129 PY | DY/PY Start | DY/PY End | DLC | Met-Ed | PECO | Penelec | Penn Power | PPL | West Penn | DLC | Met-Ed | PECO | Penelec | Penn Power | PPL | West Penn
18 | 2026 | 2027 | 61.0663 | 58.9185 | 22.4763 | 44.1889 | 77.0955 | 47.9951 | 8.8289 | 59.279 | 52.4618 | 39.6111 | 37.1797 | 43.5169 | 25.1112 | 41.2452
19 | 2027 | 2028 | 62.3313 | 60.139 | 22.9419 | 45.1042 | 78.6926 | 48.9893 | 9.0118 | 64.4281 | 55.8163 | 47.2065 | 42.6428 | 45.5178 | 26.6794 | 46.2659
20 | 2028 | 2029 | 63.6225 | 61.3848 | 23.4172 | 46.0386 | 80.3227 | 50.0042 | 9.1985 | 69.9287 | 58.9502 | 49.6366 | 47.9815 | 45.1723 | 28.9972 | 51.8853
21 | 2029 | 2030 | 64.9405 | 62.6564 | 23.9023 | 46.9923 | 81.9867 | 51.04 | 9.389 | 76.2057 | 62.1595 | 51.0361 | 53.0509 | 45.792 | 31.5465 | 56.9182
22 | 2030 | 2031 | 66.2857 | 63.9544 | 24.3974 | 47.9658 | 83.6851 | 52.0973 | 9.5835 | 81.3033 | 65.4108 | 50.5275 | 57.9683 | 45.9809 | 33.9367 | 62.1946
23 | 2031 | 2032 | 67.6589 | 65.2792 | 24.9028 | 48.9594 | 85.4186 | 53.1765 | 9.782 | 82.9875 | 66.7658 | 51.5742 | 59.1691 | 46.9335 | 34.6397 | 63.483
24 | 2032 | 2033 | 69.0604 | 66.6315 | 25.4187 | 49.9736 | 87.1881 | 54.2781 | 9.9847 | 84.7067 | 68.1489 | 52.6426 | 60.3948 | 47.9057 | 35.3572 | 64.7981
25 | 2033 | 2034 | 70.4911 | 68.0118 | 25.9452 | 51.0088 | 88.9942 | 55.4025 | 10.1915 | 86.4614 | 69.5607 | 53.7331 | 61.6459 | 48.8981 | 36.0897 | 66.1404
26 | 2034 | 2035 | 71.9513 | 69.4207 | 26.4827 | 52.0655 | 90.8378 | 56.5502 | 10.4026 | 88.2525 | 71.0016 | 54.8462 | 62.923 | 49.911 | 36.8373 | 67.5105
27 | 2035 | 2036 | 73.4418 | 70.8588 | 27.0313 | 53.1441 | 92.7195 | 57.7217 | 10.6181 | 90.0807 | 72.4725 | 55.9824 | 64.2264 | 50.945 | 37.6004 | 68.909
28 | 2036 | 2037 | 74.9632 | 72.3266 | 27.5913 | 54.245 | 94.6403 | 58.9174 | 10.8381 | 91.9467 | 73.9738 | 57.1421 | 65.5569 | 52.0003 | 38.3793 | 70.3365
29 | 2037 | 2038 | 76.5161 | 73.8249 | 28.1628 | 55.3687 | 96.6008 | 60.1379 | 11.0626 | 93.8515 | 75.5062 | 58.3258 | 66.915 | 53.0775 | 39.1743 | 71.7935
30 | 2038 | 2039 | 78.1012 | 75.3542 | 28.7463 | 56.5157 | 98.6019 | 61.3837 | 11.2918 | 95.7956 | 77.0703 | 59.534 | 68.3011 | 54.1771 | 39.9859 | 73.2808
31 | 2039 | 2040 | 79.7191 | 76.9152 | 29.3417 | 57.6864 | 100.6445 | 62.6553 | 11.5257 | 97.7801 | 78.6669 | 60.7673 | 69.716 | 55.2994 | 40.8142 | 74.7988
32 | 2040 | 2041 | 81.3705 | 78.5086 | 29.9496 | 58.8814 | 102.7294 | 63.9532 | 11.7644 | 99.8056 | 80.2965 | 62.0261 | 71.1602 | 56.4449 | 41.6597 | 76.3483
33 | 2041 | 2042 | 83.0561 | 80.1349 | 30.57 | 60.1012 | 104.8575 | 65.278 | 12.0081 | 101.8732 | 81.9599 | 63.311 | 72.6343 | 57.6142 | 42.5227 | 77.9299
34 | 2042 | 2043 | 84.7766 | 81.7949 | 31.2033 | 61.3462 | 107.0296 | 66.6303 | 12.2569 | 103.9835 | 83.6577 | 64.6225 | 74.139 | 58.8077 | 43.4035 | 79.5442
35 | 2043 | 2044 | 86.5328 | 83.4893 | 31.8496 | 62.617 | 109.2468 | 68.0106 | 12.5108 | 106.1376 | 85.3907 | 65.9612 | 75.6748 | 60.0259 | 44.3027 | 81.192
36 | 2044 | 2045 | 88.3254 | 85.2189 | 32.5094 | 63.9141 | 111.5099 | 69.4194 | 12.77 | 108.3362 | 87.1596 | 67.3276 | 77.2424 | 61.2694 | 45.2204 | 82.874
37 | 2045 | 2046 | 90.1551 | 86.9842 | 33.1829 | 65.2382 | 113.8199 | 70.8575 | 13.0345 | 110.5805 | 88.9651 | 68.7224 | 78.8425 | 62.5386 | 46.1572 | 84.5907
Avoided Transmission Capacity Forecast in Nominal Dollars ($/kW-year) - Winter | [9 empty] | Avoided Distrbution Capacity Forecast in Nominal Dollars ($/kW-year) - Winter
Act 129 PY | DY/PY Start | DY/PY End | DLC | Met-Ed | PECO | Penelec | Penn Power | PPL | West Penn | DLC | Met-Ed | PECO | Penelec | Penn Power | PPL | West Penn
18 | 2026 | 2027 | 0 | 0 | 0 | 14.7296 | 0 | 47.9951 | 8.8289 | 0.20764 | 6.6986 | 10.2609 | 5.7866 | 16.2688 | 32.4384 | 5.0498 | Summer Transmission ($/kW-year system-level) |  |  | Summer Distribution ($/kW-year Nominal)
19 | 2027 | 2028 | 0 | 0 | 0 | 15.0347 | 0 | 48.9893 | 9.0118 | 0.11778 | 7.2132 | 5.6714 | 5.9729 | 16.7637 | 36.4762 | 6.0599 | EDC | 2026 | Tool Lookup | EDC | 2026 | 2027 | 2028 | 2029 | 2030 | Tool Lookup
20 | 2028 | 2029 | 0 | 0 | 0 | 15.3462 | 0 | 50.0042 | 9.1985 | 0.18054 | 8.1627 | 5.5438 | 6.2364 | 19.3328 | 39.3962 | 7.0145 | PECO | 22.4763 | PECO | PECO | 39.6111 | 47.2065 | 49.6366 | 51.0361 | 50.5275 | PECO
21 | 2029 | 2030 | 0 | 0 | 0 | 15.6641 | 0 | 51.04 | 9.389 | 0.17798 | 8.6434 | 5.0832 | 6.5809 | 20.5734 | 41.879 | 7.929 | PPL | 47.9951 | PPL | PPL | 25.1112 | 26.6794 | 28.9972 | 31.5465 | 33.9367 | PPL
22 | 2030 | 2031 | 0 | 0 | 0 | 15.9886 | 0 | 52.0973 | 9.5835 | 0.28675 | 9.6837 | 7.1649 | 7.2358 | 22.6987 | 44.3042 | 9.0186 | Duquesne Light | 61.0663 | DLC | Duquesne Light | 59.279 | 64.4281 | 69.9287 | 76.2057 | 81.3033 | DLC
23 | 2031 | 2032 | 0 | 0 | 0 | 16.3198 | 0 | 53.1765 | 9.782 | 0.29269 | 9.8843 | 7.3134 | 7.3857 | 23.169 | 45.222 | 9.2055 | FE: Met-Ed | 58.9185 | Met-Ed | FE: Met-Ed | 52.4618 | 55.8163 | 58.9502 | 62.1595 | 65.4108 | Met-Ed
24 | 2032 | 2033 | 0 | 0 | 0 | 16.6579 | 0 | 54.2781 | 9.9847 | 0.29875 | 10.0891 | 7.4649 | 7.5387 | 23.6489 | 46.1588 | 9.3962 | FE: Penelec | 44.1889 | Penelec | FE: Penelec | 37.1797 | 42.6428 | 47.9815 | 53.0509 | 57.9683 | Penelec
25 | 2033 | 2034 | 0 | 0 | 0 | 17.0029 | 0 | 55.4025 | 10.1915 | 0.30494 | 10.2981 | 7.6195 | 7.6949 | 24.1388 | 47.115 | 9.5908 | FE: Penn Power | 77.0955 | Penn Power | FE: Penn Power | 43.5169 | 45.5178 | 45.1723 | 45.792 | 45.9809 | Penn Power
26 | 2034 | 2035 | 0 | 0 | 0 | 17.3552 | 0 | 56.5502 | 10.4026 | 0.31126 | 10.5114 | 7.7773 | 7.8543 | 24.6388 | 48.091 | 9.7895 | FE: West Penn Power | 8.8289 | West Penn | FE: West Penn Power | 41.2452 | 46.2659 | 51.8853 | 56.9182 | 62.1946 | West Penn
27 | 2035 | 2036 | 0 | 0 | 0 | 17.7147 | 0 | 57.7217 | 10.6181 | 0.3177 | 10.7291 | 7.9384 | 8.017 | 25.1493 | 49.0872 | 9.9923
28 | 2036 | 2037 | 0 | 0 | 0 | 18.0817 | 0 | 58.9174 | 10.8381 | 0.32429 | 10.9514 | 8.1029 | 8.1831 | 25.6702 | 50.1041 | 10.1993 | Winter Transmission ($/kW-year system-level) |  |  | Winter Distribution ($/kW-year Nominal)
29 | 2037 | 2038 | 0 | 0 | 0 | 18.4562 | 0 | 60.1379 | 11.0626 | 0.331 | 11.1783 | 8.2707 | 8.3526 | 26.202 | 51.142 | 10.4106 | EDC | 2026 | Tool Lookup | EDC | 2026 | 2027 | 2028 | 2029 | 2030 | Tool Lookup
30 | 2038 | 2039 | 0 | 0 | 0 | 18.8386 | 0 | 61.3837 | 11.2918 | 0.33786 | 11.4098 | 8.4421 | 8.5256 | 26.7448 | 52.2015 | 10.6262 | PECO | 0 | PECO | PECO | 10.2609 | 5.6714 | 5.5438 | 5.0832 | 7.1649 | PECO
31 | 2039 | 2040 | 0 | 0 | 0 | 19.2288 | 0 | 62.6553 | 11.5257 | 0.34486 | 11.6462 | 8.617 | 8.7022 | 27.2988 | 53.2828 | 10.8463 | PPL | 47.9951 | PPL | PPL | 32.4384 | 36.4762 | 39.3962 | 41.879 | 44.3042 | PPL
32 | 2040 | 2041 | 0 | 0 | 0 | 19.6271 | 0 | 63.9532 | 11.7644 | 0.352 | 11.8874 | 8.7955 | 8.8825 | 27.8643 | 54.3866 | 11.071 | Duquesne Light | 0 | DLC | Duquesne Light | 0.20764 | 0.11778 | 0.18054 | 0.17798 | 0.28675 | DLC
33 | 2041 | 2042 | 0 | 0 | 0 | 20.0337 | 0 | 65.278 | 12.0081 | 0.3593 | 12.1337 | 8.9777 | 9.0665 | 28.4415 | 55.5133 | 11.3004 | FE: Met-Ed | 0 | Met-Ed | FE: Met-Ed | 6.6986 | 7.2132 | 8.1627 | 8.6434 | 9.6837 | Met-Ed
34 | 2042 | 2043 | 0 | 0 | 0 | 20.4487 | 0 | 66.6303 | 12.2569 | 0.36674 | 12.3851 | 9.1636 | 9.2543 | 29.0307 | 56.6632 | 11.5345 | FE: Penelec | 14.7296 | Penelec | FE: Penelec | 5.7866 | 5.9729 | 6.2364 | 6.5809 | 7.2358 | Penelec
35 | 2043 | 2044 | 0 | 0 | 0 | 20.8723 | 0 | 68.0106 | 12.5108 | 0.37434 | 12.6416 | 9.3535 | 9.446 | 29.6321 | 57.837 | 11.7734 | FE: Penn Power | 0 | Penn Power | FE: Penn Power | 16.2688 | 16.7637 | 19.3328 | 20.5734 | 22.6987 | Penn Power
36 | 2044 | 2045 | 0 | 0 | 0 | 21.3047 | 0 | 69.4194 | 12.77 | 0.38209 | 12.9035 | 9.5472 | 9.6417 | 30.246 | 59.0352 | 12.0173 | FE: West Penn Power | 8.8289 | West Penn | FE: West Penn Power | 5.0498 | 6.0599 | 7.0145 | 7.929 | 9.0186 | West Penn
37 | 2045 | 2046 | 0 | 0 | 0 | 21.7461 | 0 | 70.8575 | 13.0345 | 0.39001 | 13.1708 | 9.745 | 9.8414 | 30.8725 | 60.2581 | 12.2662

## AEPS
Alternative Energy Portfolio Standards (AEPS) Act
| Year | 2026
| Load (MWh) | 1000
Alternative Enery Credit Prices as of 05/01/24
| Credit | Tier Req (weight) | Price |  | Required Credits | Cost | Tier | Reporting Year | Marex (Bid price) | Marex (Offer price) | Avg Price
| Solar | 0.5% | 37.25 |  | 5 | 186.25 | [5 empty] | Program Year | PY Start | PY End. | AEPS Cost
| Tier I | 8% | 34.2 |  | 80 | 2736 | Solar | 2024 | 34.5 | 35.5 | 35 | 18 | 2027 | 2028 | 6.8848
| Tier II | 10% | 39.625 |  | 100 | 3962.5 |  | 2025 | 37 | 38 | 37.5 | 19 | 2028 | 2029 | 7.0224
|  |  |  | Total | 185 | 6884.75 |  | 2026 | 36.75 | 37.75 | 37.25 | 20 | 2029 | 2030 | 7.1629
| Weighted Avg. Price (Per Credit) | [6 empty] | 2027 | 36.5 | 37.5 | 37 | 21 | 2030 | 2031 | 7.3062
| 37.2149 | [5 empty] | Tier I | 2023 | 34.55 | 35.05 | 34.8 | 22 | 2031 | 2032 | 7.4523
[8 empty] | 2024 | 34.5 | 35 | 34.75 | 23 | 2032 | 2033 | 7.6013
| Weighted Avg. Price (Per MWh) | [6 empty] | 2025 | 34.55 | 35.05 | 34.8 | 24 | 2033 | 2034 | 7.7533
| 6.8848 | [6 empty] | 2026 | 33.95 | 34.45 | 34.2 | 25 | 2034 | 2035 | 7.9084
[7 empty] | Tier II | 2023 | 33.5 | 34.25 | 33.875 | 26 | 2035 | 2036 | 8.0666
[8 empty] | 2024 | 35 | 35.75 | 35.375 | 27 | 2036 | 2037 | 8.2279
[8 empty] | 2025 | 38.5 | 39.25 | 38.875 | 28 | 2037 | 2038 | 8.3925
[8 empty] | 2026 | 39.25 | 40 | 39.625 | 29 | 2038 | 2039 | 8.5603
[12 empty] | 30 | 2039 | 2040 | 8.7315
[12 empty] | 31 | 2040 | 2041 | 8.9062
[12 empty] | 32 | 2041 | 2042 | 9.0843
[12 empty] | 33 | 2042 | 2043 | 9.266
[12 empty] | 34 | 2043 | 2044 | 9.4513
[12 empty] | 35 | 2044 | 2045 | 9.6403
[12 empty] | 36 | 2045 | 2046 | 9.8331
[12 empty] | 37 | 2046 | 2047 | 10.0298
[12 empty] | 38 | 2047 | 2048 | 10.2304
[12 empty] | 39 | 2048 | 2049 | 10.435
[12 empty] | 40 | 2049 | 2050 | 10.6437
[12 empty] | 41 | 2050 | 2051 | 10.8566
[12 empty] | 42 | 2051 | 2052 | 11.0737
[12 empty] | 43 | 2052 | 2053 | 11.2952
[12 empty] | 44 | 2053 | 2054 | 11.5211
[12 empty] | 45 | 2054 | 2055 | 11.7515
[12 empty] | 46 | 2055 | 2056 | 11.9865
[12 empty] | 47 | 2056 | 2057 | 12.2262

## DRIPE
DRIPE
[13 empty] | Status | Data Source: PA_DRIPE_Study_Report_05.03.2024
[5 empty] | Demand Split | [7 empty] | Complete
|  | EDC Name: | Penn Power |  | Summer | 50%
|  | Column Start: | 20 |  | Winter | 50%
Data from DRIPE report (5.3.24)
[7 empty] | To Output Table | [5 empty] | Generation Capacity DRIPE Estimates (System Level)
| DY/PY Start | Generation Capacity DRIPE ($/kW yr) |  |  |  |  | DY/PY Start | Energy DRIPE ($/MWh) |  |  |  |  | Start Year | PECO |  |  |  | PPL |  |  |  | DLC |  |  |  | Met-Ed |  |  |  | Penelec |  |  |  | Penn Power |  |  |  | West Penn Power
|  | PY18 | PY19 | PY20 | PY21 | PY22 |  | PY18 | PY19 | PY20 | PY21 | PY22 |  | Year 1 | Year 2 | Year 3 | Year 4 | Year 1 | Year 2 | Year 3 | Year 4 | Year 1 | Year 2 | Year 3 | Year 4 | Year 1 | Year 2 | Year 3 | Year 4 | Year 1 | Year 2 | Year 3 | Year 4 | Year 1 | Year 2 | Year 3 | Year 4 | Year 1 | Year 2 | Year 3 | Year 4
1 | 2027 | 14.65 | 0 | 0 | 0 | 0 | 2027 | 14.73 | 0 | 0 | 0 | 0 | PY18 | 67.54 | 68.89 | 70.26 | 71.67 | 78.36 | 79.92 | 81.52 | 83.15 | 25.04 | 25.54 | 26.05 | 26.57 | 78.36 | 79.92 | 81.52 | 83.15 | 78.36 | 79.92 | 81.52 | 83.15 | 14.65 | 14.94 | 15.24 | 15.54 | 25.04 | 25.54 | 26.05 | 26.57
2 | 2028 | 14.94 | 14.94 | 0 | 0 | 0 | 2028 | 24.38 | 15.87 | 0 | 0 | 0 | PY19 | 68.89 | 70.26 | 71.67 | 73.1 | 79.92 | 81.52 | 83.15 | 84.82 | 25.54 | 26.05 | 26.57 | 27.1 | 79.92 | 81.52 | 83.15 | 84.82 | 79.92 | 81.52 | 83.15 | 84.82 | 14.94 | 15.24 | 15.54 | 15.85 | 25.54 | 26.05 | 26.57 | 27.1
3 | 2029 | 15.24 | 15.24 | 15.24 | 0 | 0 | 2029 | 32.24 | 25.98 | 16.91 | 0 | 0 | PY20 | 70.26 | 71.67 | 73.1 | 74.56 | 81.52 | 83.15 | 84.82 | 86.51 | 26.05 | 26.57 | 27.1 | 27.64 | 81.52 | 83.15 | 84.82 | 86.51 | 81.52 | 83.15 | 84.82 | 86.51 | 15.24 | 15.54 | 15.85 | 16.17 | 26.05 | 26.57 | 27.1 | 27.64
4 | 2030 | 15.54 | 15.54 | 15.54 | 15.54 | 0 | 2030 | 30.98 | 34.08 | 27.46 | 17.87 | 0 | PY21 | 71.67 | 73.1 | 74.56 | 76.06 | 83.15 | 84.82 | 86.51 | 88.24 | 26.57 | 27.1 | 27.64 | 28.2 | 83.15 | 84.82 | 86.51 | 88.24 | 83.15 | 84.82 | 86.51 | 88.24 | 15.54 | 15.85 | 16.17 | 16.49 | 26.57 | 27.1 | 27.64 | 28.2
| 2031 | 0 | 15.85 | 15.85 | 15.85 | 15.85 | 2031 | 0 | 32.77 | 36.05 | 29.05 | 18.91 | PY22 | 73.1 | 74.56 | 76.06 | 77.58 | 84.82 | 86.51 | 88.24 | 90.01 | 27.1 | 27.64 | 28.2 | 28.76 | 84.82 | 86.51 | 88.24 | 90.01 | 84.82 | 86.51 | 88.24 | 90.01 | 15.85 | 16.17 | 16.49 | 16.82 | 27.1 | 27.64 | 28.2 | 28.76
| 2032 | 0 | 0 | 16.17 | 16.17 | 16.17 | 2032 | 0 | 0 | 34.83 | 38.31 | 30.88
| 2033 | 0 | 0 | 0 | 16.49 | 16.49 | 2033 | 0 | 0 | 0 | 36.14 | 39.75 | Data from DRIPE report (5.3.24)
| 2034 | 0 | 0 | 0 | 0 | 16.82 | 2034 | 0 | 0 | 0 | 0 | 37.5 | Electric Energy DRIPE Estimates (System Level)
| 2035 | 0 | 0 | 0 | 0 | 0 | 2035 | 0 | 0 | 0 | 0 | 0 | Start Year | PECO Year 1: PECO; PPL Year 1: PPL; DLC Year 1: DLC; Met-Ed Year 1: Met-Ed; Penelec Year 1: Penelec; Penn Power Year 1: Penn Power; West Penn Power Year 1: West Penn Power
| 2036 | 0 | 0 | 0 | 0 | 0 | 2036 | 0 | 0 | 0 | 0 | 0 |  | Year 1 | Year 2 | Year 3 | Year 4 | Year 1 | Year 2 | Year 3 | Year 4 | Year 1 | Year 2 | Year 3 | Year 4 | Year 1 | Year 2 | Year 3 | Year 4 | Year 1 | Year 2 | Year 3 | Year 4 | Year 1 | Year 2 | Year 3 | Year 4 | Year 1 | Year 2 | Year 3 | Year 4
| 2037 | 0 | 0 | 0 | 0 | 0 | 2037 | 0 | 0 | 0 | 0 | 0 | PY18 | 14.65 | 24.23 | 31.97 | 30.62 | 14.72 | 24.39 | 32.25 | 30.98 | 14.69 | 24.28 | 32 | 30.64 | 13.86 | 22.45 | 29.02 | 27.27 | 14.79 | 24.53 | 32.47 | 31.2 | 14.73 | 24.38 | 32.24 | 30.98 | 13.25 | 21.65 | 28.61 | 27.47
| 2038 | 0 | 0 | 0 | 0 | 0 | 2038 | 0 | 0 | 0 | 0 | 0 | PY19 | 15.77 | 25.77 | 33.68 | 32.26 | 15.87 | 25.99 | 34.08 | 32.75 | 15.81 | 25.79 | 33.7 | 32.26 | 14.61 | 23.39 | 29.99 | 28.16 | 15.96 | 26.17 | 34.32 | 32.97 | 15.87 | 25.98 | 34.08 | 32.77 | 14.09 | 23.06 | 30.21 | 29.06
| 2039 | 0 | 0 | 0 | 0 | 0 | 2039 | 0 | 0 | 0 | 0 | 0 | PY20 | 16.77 | 27.15 | 35.49 | 34.13 | 16.92 | 27.46 | 36.02 | 34.78 | 16.78 | 27.16 | 35.48 | 34.12 | 15.22 | 24.17 | 30.98 | 29.17 | 17.03 | 27.66 | 36.27 | 34.99 | 16.91 | 27.46 | 36.05 | 34.83 | 15.01 | 24.35 | 31.97 | 30.9
| 2040 | 0 | 0 | 0 | 0 | 0 | 2040 | 0 | 0 | 0 | 0 | 0 | PY21 | 17.67 | 28.6 | 37.55 | 35.25 | 17.88 | 29.03 | 38.26 | 36.06 | 17.68 | 28.6 | 37.53 | 35.17 | 15.73 | 24.96 | 32.09 | 29.48 | 18 | 29.23 | 38.49 | 36.25 | 17.87 | 29.05 | 38.31 | 36.14 | 15.85 | 25.76 | 34 | 32.09
| 2041 | 0 | 0 | 0 | 0 | 0 | 2041 | 0 | 0 | 0 | 0 | 0 | PY22 | 18.61 | 30.26 | 38.77 | 36.41 | 18.9 | 30.83 | 39.67 | 37.42 | 18.61 | 30.25 | 38.69 | 36.28 | 16.25 | 25.86 | 32.43 | 29.72 | 19.03 | 31.02 | 39.88 | 37.58 | 18.91 | 30.88 | 39.75 | 37.5 | 16.77 | 27.4 | 35.31 | 33.36
| 2042 | 0 | 0 | 0 | 0 | 0 | 2042 | 0 | 0 | 0 | 0 | 0
| 2043 | 0 | 0 | 0 | 0 | 0 | 2043 | 0 | 0 | 0 | 0 | 0
| 2044 | 0 | 0 | 0 | 0 | 0 | 2044 | 0 | 0 | 0 | 0 | 0
| 2045 | 0 | 0 | 0 | 0 | 0 | 2045 | 0 | 0 | 0 | 0 | 0
| 2046 | 0 | 0 | 0 | 0 | 0 | 2046 | 0 | 0 | 0 | 0 | 0
| To Output Table | [5 empty] | To Output Table
| DY/PY Start | Summer Generation Capacity DRIPE ($/kW yr) |  |  |  |  | DY/PY Start | Winter Generation Capacity DRIPE ($/kW yr)
|  | PY18 | PY19 | PY20 | PY21 | PY22 |  | PY18 | PY19 | PY20 | PY21 | PY22
| 2027 | 7.325 | 0 | 0 | 0 | 0 | 2027 | 7.325 | 0 | 0 | 0 | 0
| 2028 | 7.47 | 7.47 | 0 | 0 | 0 | 2028 | 7.47 | 7.47 | 0 | 0 | 0
| 2029 | 7.62 | 7.62 | 7.62 | 0 | 0 | 2029 | 7.62 | 7.62 | 7.62 | 0 | 0
| 2030 | 7.77 | 7.77 | 7.77 | 7.77 | 0 | 2030 | 7.77 | 7.77 | 7.77 | 7.77 | 0
| 2031 | 0 | 7.925 | 7.925 | 7.925 | 7.925 | 2031 | 0 | 7.925 | 7.925 | 7.925 | 7.925
| 2032 | 0 | 0 | 8.085 | 8.085 | 8.085 | 2032 | 0 | 0 | 8.085 | 8.085 | 8.085
| 2033 | 0 | 0 | 0 | 8.245 | 8.245 | 2033 | 0 | 0 | 0 | 8.245 | 8.245
| 2034 | 0 | 0 | 0 | 0 | 8.41 | 2034 | 0 | 0 | 0 | 0 | 8.41
| 2035 | 0 | 0 | 0 | 0 | 0 | 2035 | 0 | 0 | 0 | 0 | 0
| 2036 | 0 | 0 | 0 | 0 | 0 | 2036 | 0 | 0 | 0 | 0 | 0
| 2037 | 0 | 0 | 0 | 0 | 0 | 2037 | 0 | 0 | 0 | 0 | 0
| 2038 | 0 | 0 | 0 | 0 | 0 | 2038 | 0 | 0 | 0 | 0 | 0
| 2039 | 0 | 0 | 0 | 0 | 0 | 2039 | 0 | 0 | 0 | 0 | 0
| 2040 | 0 | 0 | 0 | 0 | 0 | 2040 | 0 | 0 | 0 | 0 | 0
| 2041 | 0 | 0 | 0 | 0 | 0 | 2041 | 0 | 0 | 0 | 0 | 0
| 2042 | 0 | 0 | 0 | 0 | 0 | 2042 | 0 | 0 | 0 | 0 | 0
| 2043 | 0 | 0 | 0 | 0 | 0 | 2043 | 0 | 0 | 0 | 0 | 0
| 2044 | 0 | 0 | 0 | 0 | 0 | 2044 | 0 | 0 | 0 | 0 | 0
| 2045 | 0 | 0 | 0 | 0 | 0 | 2045 | 0 | 0 | 0 | 0 | 0
| 2046 | 0 | 0 | 0 | 0 | 0 | 2046 | 0 | 0 | 0 | 0 | 0

## Arrearages
To LI Output Table | [8 empty] | Arrearages 2026 Data
PA ACT 129 Program Year | DY/PY Start | PECO | PPL | DLC | Met-Ed | Penelec | Penn Power | West Penn | EDC | Average kWh savings per participant (System Level) | Total Annual Impact Per MWh, $2026 | Source
18 | 2027 | 58.14 | 44.87 | 18.67 | 18.1 | 18.1 | 18.1 | 18.1 | PECO | 288 | 58.14 | EDC specific (per draft memo)
19 | 2028 | 59.3028 | 45.7674 | 19.0434 | 18.462 | 18.462 | 18.462 | 18.462 | PPL | 382 | 44.87 | EDC specific (per draft memo)
20 | 2029 | 60.4889 | 46.6827 | 19.4243 | 18.8312 | 18.8312 | 18.8312 | 18.8312 | DLC | 556 | 18.67 | EDC specific (per draft memo)
21 | 2030 | 61.6986 | 47.6164 | 19.8128 | 19.2079 | 19.2079 | 19.2079 | 19.2079 | Met-Ed | 350 | 18.1 | Statewide (per draft memo)
22 | 2031 | 62.9326 | 48.5687 | 20.209 | 19.592 | 19.592 | 19.592 | 19.592 | Penelec | 325 | 18.1 | Statewide (per draft memo)
23 | 2032 | 64.1913 | 49.5401 | 20.6132 | 19.9839 | 19.9839 | 19.9839 | 19.9839 | Penn Power | 358 | 18.1 | Statewide (per draft memo)
24 | 2033 | 65.4751 | 50.5309 | 21.0255 | 20.3835 | 20.3835 | 20.3835 | 20.3835 | West Penn | 372 | 18.1 | Statewide (per draft memo)
25 | 2034 | 66.7846 | 51.5415 | 21.446 | 20.7912 | 20.7912 | 20.7912 | 20.7912
26 | 2035 | 68.1203 | 52.5724 | 21.8749 | 21.207 | 21.207 | 21.207 | 21.207
27 | 2036 | 69.4827 | 53.6238 | 22.3124 | 21.6312 | 21.6312 | 21.6312 | 21.6312
28 | 2037 | 70.8723 | 54.6963 | 22.7586 | 22.0638 | 22.0638 | 22.0638 | 22.0638
29 | 2038 | 72.2898 | 55.7902 | 23.2138 | 22.5051 | 22.5051 | 22.5051 | 22.5051
30 | 2039 | 73.7356 | 56.906 | 23.6781 | 22.9552 | 22.9552 | 22.9552 | 22.9552
31 | 2040 | 75.2103 | 58.0441 | 24.1516 | 23.4143 | 23.4143 | 23.4143 | 23.4143
32 | 2041 | 76.7145 | 59.205 | 24.6347 | 23.8826 | 23.8826 | 23.8826 | 23.8826
33 | 2042 | 78.2488 | 60.3891 | 25.1274 | 24.3602 | 24.3602 | 24.3602 | 24.3602
34 | 2043 | 79.8138 | 61.5969 | 25.6299 | 24.8474 | 24.8474 | 24.8474 | 24.8474
35 | 2044 | 81.41 | 62.8288 | 26.1425 | 25.3444 | 25.3444 | 25.3444 | 25.3444
36 | 2045 | 83.0382 | 64.0854 | 26.6654 | 25.8513 | 25.8513 | 25.8513 | 25.8513
37 | 2046 | 84.699 | 65.3671 | 27.1987 | 26.3683 | 26.3683 | 26.3683 | 26.3683

## Six Period Loadshapes
Sector | Building Type | End Use | Summer Peak | Summer Off Peak | Winter Peak | Winter Off Peak | Shoulder Peak | Shoulder Off Peak | Source
Commercial | Composite | cooling | 57.62% | 29.03% | 1.791% | 0.9869% | 7.022% | 3.55% | NREL 2023 Comstock End-Use Load Profiles (AMY2018)
Commercial | Composite | exterior_lighting | 9.189% | 26.07% | 8.736% | 20.83% | 10.21% | 24.97% | NREL 2023 Comstock End-Use Load Profiles (AMY2018)
Commercial | Composite | fans | 25.93% | 18.83% | 12.85% | 11.39% | 17.62% | 13.37% | NREL 2023 Comstock End-Use Load Profiles (AMY2018)
Commercial | Composite | heat_recovery | 23.46% | 16.46% | 14.23% | 12.09% | 19.25% | 14.51% | NREL 2023 Comstock End-Use Load Profiles (AMY2018)
Commercial | Composite | heat_rejection | 57.18% | 31.85% | 1.265% | 0.5211% | 5.982% | 3.207% | NREL 2023 Comstock End-Use Load Profiles (AMY2018)
Commercial | Composite | heating | 0.4678% | 1.004% | 24.62% | 36.55% | 16% | 21.36% | NREL 2023 Comstock End-Use Load Profiles (AMY2018)
Commercial | Composite | interior_equipment | 24.09% | 17.14% | 14.31% | 10.58% | 20.29% | 13.59% | NREL 2023 Comstock End-Use Load Profiles (AMY2018)
Commercial | Composite | interior_lighting | 29.79% | 11.77% | 17.2% | 7.477% | 23.82% | 9.94% | PA Statewide Act 129 2014 Commercial and Residential Light Metering Study
Commercial | Composite | pumps | 15.19% | 13.35% | 15.4% | 21.81% | 15.45% | 18.81% | NREL 2023 Comstock End-Use Load Profiles (AMY2018)
Commercial | Composite | refrigeration | 22.86% | 22.33% | 10.98% | 12.03% | 15.93% | 15.87% | NREL 2023 Comstock End-Use Load Profiles (AMY2018)
Commercial | Composite | water_heating | 24.96% | 12.71% | 18.67% | 8.538% | 24.7% | 10.43% | NREL 2023 Comstock End-Use Load Profiles (AMY2018)
Commercial | Composite | whole_building | 25.22% | 16.29% | 14.34% | 12.94% | 17.86% | 13.35% | NREL 2023 Comstock End-Use Load Profiles (AMY2018)
Commercial | Education | cooling | 64.22% | 24.86% | 1.199% | 0.2469% | 6.974% | 2.497% | NREL 2023 Comstock End-Use Load Profiles (AMY2018)
Commercial | Education | exterior_lighting | 9.111% | 26.16% | 8.707% | 20.86% | 10.14% | 25.03% | NREL 2023 Comstock End-Use Load Profiles (AMY2018)
Commercial | Education | fans | 26.77% | 14.42% | 15.59% | 10.22% | 21.04% | 11.97% | NREL 2023 Comstock End-Use Load Profiles (AMY2018)
Commercial | Education | heat_recovery | 22.94% | 15.24% | 14.64% | 12.53% | 19.97% | 14.67% | NREL 2023 Comstock End-Use Load Profiles (AMY2018)
Commercial | Education | heat_rejection | 53.65% | 35.2% | 1.225% | 0.3726% | 5.942% | 3.606% | NREL 2023 Comstock End-Use Load Profiles (AMY2018)
Commercial | Education | heating | 1.113% | 1.852% | 27.53% | 27.65% | 20.93% | 20.93% | NREL 2023 Comstock End-Use Load Profiles (AMY2018)
Commercial | Education | interior_equipment | 23.54% | 13.83% | 16.78% | 9.692% | 23.71% | 12.46% | NREL 2023 Comstock End-Use Load Profiles (AMY2018)
Commercial | Education | interior_lighting | 30.98% | 8.092% | 19.95% | 5.627% | 27.6% | 7.756% | PA Statewide Act 129 2014 Commercial and Residential Light Metering Study
Commercial | Education | pumps | 25.68% | 18.59% | 12.27% | 14.01% | 15.37% | 14.08% | NREL 2023 Comstock End-Use Load Profiles (AMY2018)
Commercial | Education | refrigeration | 22.99% | 22.2% | 11.07% | 11.93% | 16.03% | 15.79% | NREL 2023 Comstock End-Use Load Profiles (AMY2018)
Commercial | Education | water_heating | 26.84% | 4.883% | 26.52% | 3.312% | 34.69% | 3.751% | NREL 2023 Comstock End-Use Load Profiles (AMY2018)
Commercial | Education | whole_building | 23.48% | 12.37% | 17.25% | 14.24% | 19.02% | 13.65% | NREL 2023 Comstock End-Use Load Profiles (AMY2018)
Commercial | Grocery | cooling | 56.37% | 32.27% | 1.233% | 0.5542% | 6.056% | 3.515% | NREL 2023 Comstock End-Use Load Profiles (AMY2018)
Commercial | Grocery | exterior_lighting | 9.167% | 26.03% | 8.787% | 20.82% | 10.22% | 24.97% | NREL 2023 Comstock End-Use Load Profiles (AMY2018)
Commercial | Grocery | fans | 24.08% | 18.36% | 13.82% | 11.01% | 18.93% | 13.8% | NREL 2023 Comstock End-Use Load Profiles (AMY2018)
Commercial | Grocery | heat_recovery | 22.18% | 18.02% | 13.48% | 12.72% | 18.18% | 15.42% | NREL 2023 Comstock End-Use Load Profiles (AMY2018)
Commercial | Grocery | heating | 0.13% | 0.7556% | 24.72% | 31.88% | 18.54% | 23.97% | NREL 2023 Comstock End-Use Load Profiles (AMY2018)
Commercial | Grocery | interior_equipment | 23.92% | 17.96% | 13.43% | 11.2% | 19.37% | 14.11% | NREL 2023 Comstock End-Use Load Profiles (AMY2018)
Commercial | Grocery | interior_lighting | 22.51% | 19.42% | 12.82% | 11.83% | 17.66% | 15.75% | PA Statewide Act 129 2014 Commercial and Residential Light Metering Study
Commercial | Grocery | pumps | 8.396% | 7.759% | 16.39% | 28.95% | 14.29% | 24.22% | NREL 2023 Comstock End-Use Load Profiles (AMY2018)
Commercial | Grocery | whole_building | 24.01% | 16.73% | 13.96% | 14.06% | 16.7% | 14.55% | NREL 2023 Comstock End-Use Load Profiles (AMY2018)
Commercial | Health | cooling | 50.65% | 35.2% | 1.874% | 0.6797% | 7.38% | 4.217% | NREL 2023 Comstock End-Use Load Profiles (AMY2018)
Commercial | Health | exterior_lighting | 9.101% | 26.17% | 8.705% | 20.86% | 10.14% | 25.03% | NREL 2023 Comstock End-Use Load Profiles (AMY2018)
Commercial | Health | fans | 23.2% | 21.07% | 11.74% | 11.72% | 16.87% | 15.4% | NREL 2023 Comstock End-Use Load Profiles (AMY2018)
Commercial | Health | heat_recovery | 20.45% | 21.22% | 11.64% | 13.24% | 16.47% | 16.98% | NREL 2023 Comstock End-Use Load Profiles (AMY2018)
Commercial | Health | heat_rejection | 50.09% | 39.05% | 1.142% | 0.3261% | 5.557% | 3.833% | NREL 2023 Comstock End-Use Load Profiles (AMY2018)
Commercial | Health | heating | 1.37% | 2.223% | 21.57% | 34.79% | 15.22% | 24.82% | NREL 2023 Comstock End-Use Load Profiles (AMY2018)
Commercial | Health | interior_equipment | 23.28% | 18.62% | 13.59% | 11.05% | 19.07% | 14.39% | NREL 2023 Comstock End-Use Load Profiles (AMY2018)
Commercial | Health | interior_lighting | 27.77% | 14.13% | 15.78% | 8.872% | 21.79% | 11.65% | PA Statewide Act 129 2014 Commercial and Residential Light Metering Study
Commercial | Health | pumps | 33.21% | 34.39% | 5.432% | 5.377% | 11.54% | 10.05% | NREL 2023 Comstock End-Use Load Profiles (AMY2018)
Commercial | Health | refrigeration | 23.74% | 22.14% | 11.06% | 11.59% | 16.14% | 15.33% | NREL 2023 Comstock End-Use Load Profiles (AMY2018)
Commercial | Health | water_heating | 22.17% | 16.95% | 14.86% | 11.75% | 19.93% | 14.33% | NREL 2023 Comstock End-Use Load Profiles (AMY2018)
Commercial | Health | whole_building | 25.77% | 20.04% | 12.2% | 11.99% | 16.23% | 13.77% | NREL 2023 Comstock End-Use Load Profiles (AMY2018)
Commercial | Lodging | cooling | 38.64% | 30.79% | 5.298% | 5.054% | 10.81% | 9.405% | NREL 2023 Comstock End-Use Load Profiles (AMY2018)
Commercial | Lodging | exterior_lighting | 9.154% | 26.05% | 8.777% | 20.83% | 10.21% | 24.98% | NREL 2023 Comstock End-Use Load Profiles (AMY2018)
Commercial | Lodging | fans | 27.92% | 23.77% | 10.18% | 11.64% | 13.78% | 12.7% | NREL 2023 Comstock End-Use Load Profiles (AMY2018)
Commercial | Lodging | heat_recovery | 19.65% | 14.89% | 15.34% | 13.18% | 21.01% | 15.93% | NREL 2023 Comstock End-Use Load Profiles (AMY2018)
Commercial | Lodging | heat_rejection | 47.57% | 42.76% | 0.8761% | 0.2432% | 4.9% | 3.647% | NREL 2023 Comstock End-Use Load Profiles (AMY2018)
Commercial | Lodging | heating | 0.1939% | 0.4014% | 26.37% | 38.87% | 15.13% | 19.03% | NREL 2023 Comstock End-Use Load Profiles (AMY2018)
Commercial | Lodging | interior_equipment | 19.58% | 22.35% | 11.12% | 13.55% | 15.9% | 17.52% | NREL 2023 Comstock End-Use Load Profiles (AMY2018)
Commercial | Lodging | interior_lighting | 21.67% | 20.24% | 12.36% | 12.31% | 17.01% | 16.41% | PA Statewide Act 129 2014 Commercial and Residential Light Metering Study
Commercial | Lodging | pumps | 19.43% | 22.54% | 11.12% | 13.55% | 15.85% | 17.51% | NREL 2023 Comstock End-Use Load Profiles (AMY2018)
Commercial | Lodging | refrigeration | 21.51% | 22.75% | 10.79% | 12.75% | 15.56% | 16.65% | NREL 2023 Comstock End-Use Load Profiles (AMY2018)
Commercial | Lodging | water_heating | 18.83% | 19.69% | 12.61% | 14.5% | 17.04% | 17.33% | NREL 2023 Comstock End-Use Load Profiles (AMY2018)
Commercial | Lodging | whole_building | 21.99% | 22.42% | 11.07% | 14.01% | 14.51% | 16% | NREL 2023 Comstock End-Use Load Profiles (AMY2018)
Commercial | Office | cooling | 54.17% | 28.73% | 2.448% | 1.716% | 8.21% | 4.731% | NREL 2023 Comstock End-Use Load Profiles (AMY2018)
Commercial | Office | exterior_lighting | 9.215% | 26.07% | 8.714% | 20.83% | 10.21% | 24.95% | NREL 2023 Comstock End-Use Load Profiles (AMY2018)
Commercial | Office | fans | 24.95% | 19.29% | 12.34% | 11.75% | 17.22% | 14.45% | NREL 2023 Comstock End-Use Load Profiles (AMY2018)
Commercial | Office | heat_recovery | 25.9% | 15.36% | 15.64% | 9.344% | 21.59% | 12.17% | NREL 2023 Comstock End-Use Load Profiles (AMY2018)
Commercial | Office | heat_rejection | 56.57% | 30.47% | 1.54% | 0.7169% | 7.063% | 3.641% | NREL 2023 Comstock End-Use Load Profiles (AMY2018)
Commercial | Office | heating | 0.2492% | 0.8893% | 24.31% | 34.82% | 16.78% | 22.94% | NREL 2023 Comstock End-Use Load Profiles (AMY2018)
Commercial | Office | interior_equipment | 21.82% | 20.08% | 12.47% | 12.17% | 17.75% | 15.72% | NREL 2023 Comstock End-Use Load Profiles (AMY2018)
Commercial | Office | interior_lighting | 32.76% | 9.168% | 18.61% | 6.004% | 25.66% | 7.796% | PA Statewide Act 129 2014 Commercial and Residential Light Metering Study
Commercial | Office | pumps | 24.5% | 21.66% | 10.72% | 13.25% | 14.69% | 15.17% | NREL 2023 Comstock End-Use Load Profiles (AMY2018)
Commercial | Office | water_heating | 25.82% | 13.96% | 17.41% | 8.716% | 23.04% | 11.06% | NREL 2023 Comstock End-Use Load Profiles (AMY2018)
Commercial | Office | whole_building | 25.41% | 18.09% | 13.01% | 12.61% | 16.92% | 13.96% | NREL 2023 Comstock End-Use Load Profiles (AMY2018)
Commercial | Restaurant | cooling | 49.68% | 26.82% | 4.63% | 2.612% | 10.52% | 5.735% | NREL 2023 Comstock End-Use Load Profiles (AMY2018)
Commercial | Restaurant | exterior_lighting | 9.148% | 26.07% | 8.77% | 20.83% | 10.2% | 24.98% | NREL 2023 Comstock End-Use Load Profiles (AMY2018)
Commercial | Restaurant | fans | 24.44% | 18.49% | 13.42% | 10.85% | 19.09% | 13.71% | NREL 2023 Comstock End-Use Load Profiles (AMY2018)
Commercial | Restaurant | heat_recovery | 19.7% | 17.81% | 12.8% | 15.03% | 16.98% | 17.68% | NREL 2023 Comstock End-Use Load Profiles (AMY2018)
Commercial | Restaurant | heating | 0.6861% | 1.838% | 25.24% | 30.18% | 19.89% | 22.17% | NREL 2023 Comstock End-Use Load Profiles (AMY2018)
Commercial | Restaurant | interior_equipment | 24.72% | 17.2% | 14.49% | 10.14% | 20.28% | 13.16% | NREL 2023 Comstock End-Use Load Profiles (AMY2018)
Commercial | Restaurant | interior_lighting | 24.98% | 17.28% | 13.92% | 10.44% | 19.39% | 13.98% | PA Statewide Act 129 2014 Commercial and Residential Light Metering Study
Commercial | Restaurant | pumps | 8.438% | 7.257% | 16.64% | 28.49% | 15.05% | 24.12% | NREL 2023 Comstock End-Use Load Profiles (AMY2018)
Commercial | Restaurant | refrigeration | 21.95% | 22.89% | 10.63% | 12.61% | 15.43% | 16.49% | NREL 2023 Comstock End-Use Load Profiles (AMY2018)
Commercial | Restaurant | water_heating | 24.65% | 13.88% | 17.15% | 9.929% | 22.55% | 11.84% | NREL 2023 Comstock End-Use Load Profiles (AMY2018)
Commercial | Restaurant | whole_building | 24.26% | 17% | 14.2% | 12.28% | 18.4% | 13.86% | NREL 2023 Comstock End-Use Load Profiles (AMY2018)
Commercial | Retail | cooling | 56.03% | 30.34% | 1.758% | 0.9702% | 6.974% | 3.924% | NREL 2023 Comstock End-Use Load Profiles (AMY2018)
Commercial | Retail | exterior_lighting | 9.167% | 26.12% | 8.699% | 20.85% | 10.17% | 24.99% | NREL 2023 Comstock End-Use Load Profiles (AMY2018)
Commercial | Retail | fans | 26.63% | 18.76% | 12.68% | 10.74% | 18.04% | 13.15% | NREL 2023 Comstock End-Use Load Profiles (AMY2018)
Commercial | Retail | heat_recovery | 22.7% | 18.36% | 12.99% | 12.31% | 18.44% | 15.2% | NREL 2023 Comstock End-Use Load Profiles (AMY2018)
Commercial | Retail | heat_rejection | 54.46% | 27.72% | 2.872% | 1.478% | 8.836% | 4.633% | NREL 2023 Comstock End-Use Load Profiles (AMY2018)
Commercial | Retail | heating | 0.8662% | 1.623% | 27.64% | 30.84% | 19.45% | 19.58% | NREL 2023 Comstock End-Use Load Profiles (AMY2018)
Commercial | Retail | interior_equipment | 23% | 18.91% | 13.15% | 11.47% | 18.72% | 14.74% | NREL 2023 Comstock End-Use Load Profiles (AMY2018)
Commercial | Retail | interior_lighting | 30.63% | 11.27% | 17.41% | 7.296% | 24.02% | 9.378% | PA Statewide Act 129 2014 Commercial and Residential Light Metering Study
Commercial | Retail | pumps | 4.318% | 3.526% | 22.56% | 25.35% | 21.02% | 23.22% | NREL 2023 Comstock End-Use Load Profiles (AMY2018)
Commercial | Retail | water_heating | 24.3% | 14.54% | 16.43% | 10.43% | 21.91% | 12.4% | NREL 2023 Comstock End-Use Load Profiles (AMY2018)
Commercial | Retail | whole_building | 26.43% | 17.5% | 13.73% | 12.26% | 17.17% | 12.91% | NREL 2023 Comstock End-Use Load Profiles (AMY2018)
Commercial | Warehouse | cooling | 64.1% | 28.48% | 0.7779% | 0.09066% | 5.085% | 1.464% | NREL 2023 Comstock End-Use Load Profiles (AMY2018)
Commercial | Warehouse | exterior_lighting | 9.256% | 25.97% | 8.778% | 20.82% | 10.27% | 24.91% | NREL 2023 Comstock End-Use Load Profiles (AMY2018)
Commercial | Warehouse | fans | 27.27% | 19.82% | 12.21% | 12.07% | 16.06% | 12.58% | NREL 2023 Comstock End-Use Load Profiles (AMY2018)
Commercial | Warehouse | heat_recovery | 23.74% | 15.71% | 14.02% | 13.65% | 17.85% | 15.03% | NREL 2023 Comstock End-Use Load Profiles (AMY2018)
Commercial | Warehouse | heat_rejection | 64.46% | 30% | 0.2726% | 0.005586% | 3.687% | 1.572% | NREL 2023 Comstock End-Use Load Profiles (AMY2018)
Commercial | Warehouse | heating | 0.01076% | 0.07858% | 22.19% | 48.62% | 9.703% | 19.4% | NREL 2023 Comstock End-Use Load Profiles (AMY2018)
Commercial | Warehouse | interior_equipment | 28.2% | 13.65% | 16.32% | 8.271% | 23.03% | 10.53% | NREL 2023 Comstock End-Use Load Profiles (AMY2018)
Commercial | Warehouse | interior_lighting | 30.05% | 12.05% | 16.82% | 7.445% | 23.52% | 10.11% | PA Statewide Act 129 2014 Commercial and Residential Light Metering Study
Commercial | Warehouse | pumps | 2.468% | 2.218% | 21.21% | 35.98% | 14.82% | 23.31% | NREL 2023 Comstock End-Use Load Profiles (AMY2018)
Commercial | Warehouse | whole_building | 26.22% | 13.98% | 15.54% | 12.7% | 19.74% | 11.83% | NREL 2023 Comstock End-Use Load Profiles (AMY2018)
Residential | Composite | ceiling_fan | 19.27% | 19.44% | 14.08% | 14.23% | 16.85% | 16.14% | NREL 2022 Resstock End-Use Load Profiles (TMY3)
Residential | Composite | clothes_dryer | 23.89% | 15.63% | 15.6% | 11.26% | 20.68% | 12.94% | NREL 2022 Resstock End-Use Load Profiles (TMY3)
Residential | Composite | clothes_washer | 25.26% | 17.62% | 14.38% | 10.01% | 19.84% | 12.89% | NREL 2022 Resstock End-Use Load Profiles (TMY3)
Residential | Composite | cooling | 48.82% | 37.32% | 2.009% | 2.546% | 5.06% | 4.243% | NREL 2022 Resstock End-Use Load Profiles (TMY3)
Residential | Composite | cooling_fans_pumps | 52.22% | 40.42% | 0.1116% | 0.1049% | 4.516% | 2.628% | NREL 2022 Resstock End-Use Load Profiles (TMY3)
Residential | Composite | dishwasher | 25.95% | 13.56% | 16.98% | 9.627% | 22.66% | 11.22% | NREL 2022 Resstock End-Use Load Profiles (TMY3)
Residential | Composite | freezer | 22.3% | 23.95% | 9.41% | 11.02% | 16.3% | 17.02% | NREL 2022 Resstock End-Use Load Profiles (TMY3)
Residential | Composite | heating | 0.7391% | 1.774% | 28.3% | 37.28% | 12.74% | 19.18% | NREL 2022 Resstock End-Use Load Profiles (TMY3)
Residential | Composite | heating_fans_pumps | 0.7789% | 1.852% | 28.21% | 37.46% | 12.68% | 19.02% | NREL 2022 Resstock End-Use Load Profiles (TMY3)
Residential | Composite | heating_hp_bkup | 0.02741% | 0.1617% | 34.01% | 50.32% | 5.6% | 9.876% | NREL 2022 Resstock End-Use Load Profiles (TMY3)
Residential | Composite | hot_tub_heater | 22.19% | 23.58% | 9.727% | 10.88% | 16.63% | 16.99% | NREL 2022 Resstock End-Use Load Profiles (TMY3)
Residential | Composite | hot_tub_pump | 22.55% | 24.02% | 10.74% | 12.02% | 15.18% | 15.49% | NREL 2022 Resstock End-Use Load Profiles (TMY3)
Residential | Composite | interior_lighting | 20.78% | 16.21% | 15.51% | 12.72% | 19.15% | 15.63% | PA Statewide Act 129 2014 Commercial and Residential Light Metering Study
Residential | Composite | lighting_exterior | 17.17% | 18.94% | 13.95% | 16.62% | 16.06% | 17.25% | NREL 2022 Resstock End-Use Load Profiles (TMY3)
Residential | Composite | lighting_garage | 16.64% | 18.24% | 14.06% | 17.59% | 16.27% | 17.2% | NREL 2022 Resstock End-Use Load Profiles (TMY3)
Residential | Composite | mech_vent | 21.35% | 20.56% | 12.27% | 12.39% | 17.4% | 16.03% | NREL 2022 Resstock End-Use Load Profiles (TMY3)
Residential | Composite | net | 18.62% | 16.54% | 16.48% | 18.59% | 14.81% | 14.96% | NREL 2022 Resstock End-Use Load Profiles (TMY3)
Residential | Composite | plug_loads | 18.75% | 20.4% | 13.3% | 14.27% | 16.48% | 16.8% | NREL 2022 Resstock End-Use Load Profiles (TMY3)
Residential | Composite | pool_heater | 23.95% | 14.27% | 17.89% | 10.63% | 21.44% | 11.82% | NREL 2022 Resstock End-Use Load Profiles (TMY3)
Residential | Composite | pool_pump | 23.97% | 14.27% | 17.89% | 10.63% | 21.43% | 11.81% | NREL 2022 Resstock End-Use Load Profiles (TMY3)
Residential | Composite | pv | 34.83% | 16.32% | 11.23% | 5.554% | 22.36% | 9.711% | NREL 2022 Resstock End-Use Load Profiles (TMY3)
Residential | Composite | range_oven | 22.71% | 17.34% | 15.48% | 10.72% | 19.99% | 13.75% | NREL 2022 Resstock End-Use Load Profiles (TMY3)
Residential | Composite | refrigerator | 22.09% | 23.74% | 9.498% | 11.03% | 16.47% | 17.17% | NREL 2022 Resstock End-Use Load Profiles (TMY3)
Residential | Composite | water_heating | 19.78% | 16.11% | 15.54% | 13.47% | 19.76% | 15.34% | NREL 2022 Resstock End-Use Load Profiles (TMY3)
Residential | Composite | well_pump | 21.16% | 17.05% | 14.52% | 14.02% | 18.49% | 14.77% | NREL 2022 Resstock End-Use Load Profiles (TMY3)
Residential | Composite | whole_home | 18.63% | 16.54% | 16.48% | 18.58% | 14.82% | 14.96% | NREL 2022 Resstock End-Use Load Profiles (TMY3)
Residential | Multi Family | ceiling_fan | 19.28% | 19.43% | 14.11% | 14.2% | 16.85% | 16.12% | NREL 2022 Resstock End-Use Load Profiles (TMY3)
Residential | Multi Family | clothes_dryer | 24% | 15.74% | 15.35% | 11.21% | 20.71% | 12.99% | NREL 2022 Resstock End-Use Load Profiles (TMY3)
Residential | Multi Family | clothes_washer | 25.11% | 17.76% | 14.2% | 10.04% | 19.87% | 13.03% | NREL 2022 Resstock End-Use Load Profiles (TMY3)
Residential | Multi Family | cooling | 47.88% | 37.96% | 1.655% | 2.042% | 5.916% | 4.546% | NREL 2022 Resstock End-Use Load Profiles (TMY3)
Residential | Multi Family | cooling_fans_pumps | 49.47% | 39.93% | 0.3205% | 0.2812% | 6.172% | 3.822% | NREL 2022 Resstock End-Use Load Profiles (TMY3)
Residential | Multi Family | dishwasher | 25.75% | 13.73% | 16.89% | 9.576% | 22.65% | 11.4% | NREL 2022 Resstock End-Use Load Profiles (TMY3)
Residential | Multi Family | freezer | 22.3% | 23.95% | 9.41% | 11.02% | 16.3% | 17.02% | NREL 2022 Resstock End-Use Load Profiles (TMY3)
Residential | Multi Family | heating | 0.5499% | 1.536% | 28.74% | 38.82% | 11.77% | 18.59% | NREL 2022 Resstock End-Use Load Profiles (TMY3)
Residential | Multi Family | heating_fans_pumps | 0.5517% | 1.46% | 29.1% | 39.33% | 11.5% | 18.06% | NREL 2022 Resstock End-Use Load Profiles (TMY3)
Residential | Multi Family | heating_hp_bkup | 0.0106% | 0.07975% | 36.29% | 53.03% | 3.744% | 6.846% | NREL 2022 Resstock End-Use Load Profiles (TMY3)
Residential | Multi Family | hot_tub_heater | 22.19% | 23.57% | 9.743% | 10.91% | 16.63% | 16.97% | NREL 2022 Resstock End-Use Load Profiles (TMY3)
Residential | Multi Family | hot_tub_pump | 22.55% | 24.03% | 10.74% | 12.02% | 15.17% | 15.49% | NREL 2022 Resstock End-Use Load Profiles (TMY3)
Residential | Multi Family | interior_lighting | 20.78% | 16.21% | 15.51% | 12.72% | 19.15% | 15.63% | PA Statewide Act 129 2014 Commercial and Residential Light Metering Study
Residential | Multi Family | lighting_exterior | 17.03% | 18.89% | 13.98% | 16.73% | 16.03% | 17.35% | NREL 2022 Resstock End-Use Load Profiles (TMY3)
Residential | Multi Family | mech_vent | 22.15% | 19.77% | 12.74% | 11.92% | 18.05% | 15.37% | NREL 2022 Resstock End-Use Load Profiles (TMY3)
Residential | Multi Family | net | 16.12% | 14.68% | 18.05% | 21.41% | 14.34% | 15.4% | NREL 2022 Resstock End-Use Load Profiles (TMY3)
Residential | Multi Family | plug_loads | 18.76% | 20.39% | 13.32% | 14.26% | 16.49% | 16.79% | NREL 2022 Resstock End-Use Load Profiles (TMY3)
Residential | Multi Family | range_oven | 22.78% | 17.25% | 15.5% | 10.64% | 20.21% | 13.62% | NREL 2022 Resstock End-Use Load Profiles (TMY3)
Residential | Multi Family | refrigerator | 22.08% | 23.75% | 9.486% | 11.02% | 16.48% | 17.19% | NREL 2022 Resstock End-Use Load Profiles (TMY3)
Residential | Multi Family | water_heating | 19.58% | 16.2% | 15.47% | 13.63% | 19.6% | 15.52% | NREL 2022 Resstock End-Use Load Profiles (TMY3)
Residential | Multi Family | well_pump | 21.16% | 17.05% | 14.53% | 14.03% | 18.47% | 14.77% | NREL 2022 Resstock End-Use Load Profiles (TMY3)
Residential | Multi Family | whole_home | 16.12% | 14.68% | 18.05% | 21.41% | 14.34% | 15.4% | NREL 2022 Resstock End-Use Load Profiles (TMY3)
Residential | Single Family | ceiling_fan | 19.26% | 19.44% | 14.07% | 14.23% | 16.85% | 16.14% | NREL 2022 Resstock End-Use Load Profiles (TMY3)
Residential | Single Family | clothes_dryer | 23.86% | 15.61% | 15.66% | 11.27% | 20.67% | 12.93% | NREL 2022 Resstock End-Use Load Profiles (TMY3)
Residential | Single Family | clothes_washer | 25.3% | 17.58% | 14.42% | 10% | 19.84% | 12.86% | NREL 2022 Resstock End-Use Load Profiles (TMY3)
Residential | Single Family | cooling | 49.06% | 37.16% | 2.099% | 2.676% | 4.84% | 4.165% | NREL 2022 Resstock End-Use Load Profiles (TMY3)
Residential | Single Family | cooling_fans_pumps | 52.92% | 40.55% | 0.05785% | 0.05958% | 4.09% | 2.321% | NREL 2022 Resstock End-Use Load Profiles (TMY3)
Residential | Single Family | dishwasher | 26% | 13.52% | 17% | 9.641% | 22.66% | 11.18% | NREL 2022 Resstock End-Use Load Profiles (TMY3)
Residential | Single Family | freezer | 22.3% | 23.95% | 9.41% | 11.02% | 16.3% | 17.02% | NREL 2022 Resstock End-Use Load Profiles (TMY3)
Residential | Single Family | heating | 0.7878% | 1.835% | 28.18% | 36.88% | 12.99% | 19.33% | NREL 2022 Resstock End-Use Load Profiles (TMY3)
Residential | Single Family | heating_fans_pumps | 0.8373% | 1.953% | 27.98% | 36.98% | 12.98% | 19.27% | NREL 2022 Resstock End-Use Load Profiles (TMY3)
Residential | Single Family | heating_hp_bkup | 0.03173% | 0.1828% | 33.43% | 49.62% | 6.078% | 10.66% | NREL 2022 Resstock End-Use Load Profiles (TMY3)
Residential | Single Family | hot_tub_heater | 22.19% | 23.59% | 9.723% | 10.87% | 16.63% | 16.99% | NREL 2022 Resstock End-Use Load Profiles (TMY3)
Residential | Single Family | hot_tub_pump | 22.54% | 24.02% | 10.74% | 12.02% | 15.18% | 15.49% | NREL 2022 Resstock End-Use Load Profiles (TMY3)
Residential | Single Family | interior_lighting | 20.78% | 16.21% | 15.51% | 12.72% | 19.15% | 15.63% | PA Statewide Act 129 2014 Commercial and Residential Light Metering Study
Residential | Single Family | lighting_exterior | 17.21% | 18.96% | 13.94% | 16.6% | 16.07% | 17.22% | NREL 2022 Resstock End-Use Load Profiles (TMY3)
Residential | Single Family | lighting_garage | 16.64% | 18.24% | 14.06% | 17.59% | 16.27% | 17.2% | NREL 2022 Resstock End-Use Load Profiles (TMY3)
Residential | Single Family | mech_vent | 21.15% | 20.77% | 12.14% | 12.51% | 17.23% | 16.19% | NREL 2022 Resstock End-Use Load Profiles (TMY3)
Residential | Single Family | net | 19.27% | 17.02% | 16.08% | 17.86% | 14.93% | 14.85% | NREL 2022 Resstock End-Use Load Profiles (TMY3)
Residential | Single Family | plug_loads | 18.75% | 20.4% | 13.3% | 14.27% | 16.48% | 16.8% | NREL 2022 Resstock End-Use Load Profiles (TMY3)
Residential | Single Family | pool_heater | 23.95% | 14.27% | 17.89% | 10.63% | 21.44% | 11.82% | NREL 2022 Resstock End-Use Load Profiles (TMY3)
Residential | Single Family | pool_pump | 23.97% | 14.27% | 17.89% | 10.63% | 21.43% | 11.81% | NREL 2022 Resstock End-Use Load Profiles (TMY3)
Residential | Single Family | pv | 34.83% | 16.32% | 11.23% | 5.554% | 22.36% | 9.711% | NREL 2022 Resstock End-Use Load Profiles (TMY3)
Residential | Single Family | range_oven | 22.69% | 17.37% | 15.48% | 10.75% | 19.94% | 13.78% | NREL 2022 Resstock End-Use Load Profiles (TMY3)
Residential | Single Family | refrigerator | 22.09% | 23.74% | 9.502% | 11.03% | 16.47% | 17.17% | NREL 2022 Resstock End-Use Load Profiles (TMY3)
Residential | Single Family | water_heating | 19.83% | 16.09% | 15.55% | 13.43% | 19.81% | 15.3% | NREL 2022 Resstock End-Use Load Profiles (TMY3)
Residential | Single Family | well_pump | 21.16% | 17.05% | 14.51% | 14.02% | 18.49% | 14.77% | NREL 2022 Resstock End-Use Load Profiles (TMY3)
Residential | Single Family | whole_home | 19.28% | 17.02% | 16.07% | 17.85% | 14.94% | 14.85% | NREL 2022 Resstock End-Use Load Profiles (TMY3)

## PJM_SOM
|  |  | LW - LMP | LW - LMP | LW - LMP | LW - LMP | LW - LMP | LW - LMP | LMP
|  |  | 2018 | 2019 | 2020 | 2021 | 2022 | 2023 | 2024
Duquesne Light Co | DLC | DLCO/DUQ | 39.98 | 27.69 | 22.79 | 39.17 | 74.76 | 31.31
Metropolitan Edison Co | Met-Ed | Met-Ed/MEC | 37.06 | 26.34 | 21.16 | 39.97 | 82.2 | 27.93 | 29.05
PECO Energy Co | PECO | PECO | 36.36 | 24.75 | 19.29 | 33.55 | 71.67 | 23.63
Pennsylvania Electric Co | Penelec | PENELEC/PE | 37.9 | 26.17 | 20.84 | 37.73 | 73.26 | 31.01 | 31.8
Pennsylvania Power Co | Penn Power | ATSI | 40.19 | 28.06 | 22.55 | 39.47 | 74.96 | 31.05 | 31.96
PPL Utilities | PPL | PPL | 35.95 | 24.85 | 19.42 | 35.92 | 75.74 | 25.73
West Penn Power Co | West Penn | APS | 39.78 | 27.83 | 22.4 | 40.44 | 79.01 | 32.49 | 32.39
| Western Hub | Western Hub | 36.95 | 26.7 | 20.92 | 38.88 | 74.25 | 31.78 | 31.48

## Lookups
DRIPE EDC-Column Lookup |  | Stacked Bars Offset Row Lookup
EDC | DRIPE Column Ref | EDC | 2026 | 2021
PECO | 0 | DLC | 0 | 0
PPL | 4 | MetEd | 4 | 5
DLC | 8 | PECO | 8 | 10
Met-Ed | 12 | Penelec | 12 | 15
Penelec | 16 | Penn Power | 16 | 20
Penn Power | 20 | PPL | 20 | 25
West Penn | 24 | West Penn | 24 | 30