## General Instructions
Pennsylvania Act 129 Phase V Avoided Energy and Capacity Cost Calculator |  |  |  | Summary of Avoided Energy Cost Methodology
This calculator is to be utilized with the Pennsylvania (PA) Act 129 Phase V Total Resource Cost (TRC) Test Order. This calculator, developed by the Statewide Evaluator (SWE), executes the methodology outlined within the TRC Test Order to develop avoided energy and capacity costs for TRC calculations. Please refer to the Phase V TRC Test Order for additional methodology narrative and source references. For Phase V, the start year shall be set to Program Year 18 (6/1/2026/5/31/2027). The user shall gather publicly available data sets as inputs. This calculator includes the costs of compliance with the Pennsylvania Alternative Energy Portfolio Standards (AEPS) Act within the avoided energy cost calculations.
Legend
Inputs - where no value is available, utilize text "No Value" and not a zero or null value
Calculation Cell - do not edit
Results for Segment 1 - Years 1 through 4
Results for Segment 2 - Years 5 through 10
Results for Segment 3 - Years 11 through 20
Data Needed |  | TRC Test Order Section | Input Tab
EDC Name |  |  | General Inputs
Start Year |  |  | General Inputs
Inflation Rate |  | A.7 Page 8 | General Inputs
Plant Heat Rates |  | B.2.b.v Page 18 | General Inputs
NYMEX Electric Futures at PJM Western Hub |  | B.2.a Page 15 | Elec Futures
PJM State of Market EDC Zone Locational Adjustment |  | B.2.a Page 15 | Elec Futures
NYMEX Natural Gas Futures at Henry Hub |  | B.2.b.i Page 16 | NG Futures
EIA AEO Mid Atlantic Natural Gas Price Forecast in Real Dollars |  | B.2.b.iii Page 16 | NG Futures
NYMEX Natural Gas Adjustments at Transco 6 (Non-NY) or Tetco M-3 |  | B.2.b.ii Page 16 | Adjustments
Bureau of Labor Statistics PPI Data for Electric Utilities |  | B.5 Page 18 | BLS Input
PJM Base Residual Auction Results |  | B.7 Page 21 | Generation Capacity
Transmission and Distribution Capacity Costs |  | B.8 Page 22 | T&D Capacity
AEPS Avoided Costs |  | B.9 Page 24 | AEPS
Demand Reduction Induced Price Effects (DRIPE) |  | B.10 Page 25 | DRIPE
Benefits Incurreced Through Reduced Arrearages Activity |  | B.12 Page 29 | Arrearages
Monetary Issues: | All output dollars are nominal
Calendarization Issues: | The PA Act 129 calendar follows the PJM calendar, which starts in the month of June and ends in the month of May. For a measure installed within a PA Act 129 program year, the avoided energy costs are based on the calendar year of the last months in the PJM calendar. For instance, a measure installed in PA Act 129 Program Year 18 (6/1/2026-5/31/2027), the avoided energy costs will be calculated based on 12 months of data from the calendar year 2027.
1. Included latest PJM Capacity Auction Results (2026/2027) per 2026 TRC Order, at page 38 ""EDC inclusion of the upcoming auction results [2026/2027] within the PH V avoided cost of generation capacity calculation wil be an important mechanism to capture any market shifts."
Note that on Generation Capacity Tab, annual labels on Row 14 required correction.
3. Updated BLS data for CPI and PPI to add 2024 data.
2. Updated data with ICE August 21 values for PJM Western Hub, HH NG, Transco, and Tetco
4. Per SWE August 29, 2025 Guidance Memo:
* Correction Steps 1 and 2. Fixed calendarization issue, per steps outlined in the SWE memo. Please note that EIA Natural Gas information had to be extended to 2046.
* Additional issue 1: Not Applicable
* Additional Issue 2: Used 2025 PJM SOM Report for 2024 values, Tables 11-5 and 11-7 (See also SWE follow up email to Ed Miller from Patrick Burns dated: Sept 17, 2025.)
* Additional Issue 3: Switched from using NYMEX to ICE data (see 2. above)
5. EIA AEO data was updated to 2025 report for Mid Atlantic Region, Table 3, line 39, Natural Gas $/mmbtu in real dollars

## General Inputs
General |  |  | Calendar
Company Name | Met-Ed |  | Act 129 PY | PY Start | PY End | Avoided Energy YR
Start Year (Program) | 18 | 2027 | 18 | 2026 | 2027 | 2027
Discount Rate | 5% | TRC Test Order A.4 page 10 | 19 | 2027 | 2028 | 2028
Inflation Rate | 2% | TRC Test Order B.4 page 18 | 20 | 2028 | 2029 | 2029
Plant Specifications |  |  | 21 | 2029 | 2030 | 2030
| Heat Rate (Btu/kWh) |  | 22 | 2030 | 2031 | 2031
Low Efficiency Plant | 11030 | TRC Test Order B.2.b.v page 17 | 23 | 2031 | 2032 | 2032
High Efficiency Plant | 7596 | TRC Test Order B.2.b.v page 17 | 24 | 2032 | 2033 | 2033
EDC Natural Gas Futures Source |  |  | 25 | 2033 | 2034 | 2034
Electric Distribution Companies | EDC Abbreviation | NYMEX NG Futures Source | 26 | 2034 | 2035 | 2035
Duquesne Light Co | DLC | Tetco M-3 | 27 | 2035 | 2036 | 2036
Metropolitan Edison Co | Met-Ed | Transco 6 (Non-NY) | 28 | 2036 | 2037 | 2037
PECO Energy Co | PECO | Transco 6 (Non-NY) | 29 | 2037 | 2038 | 2038
Pennsylvania Electric Co | Penelec | Tetco M-3 | 30 | 2038 | 2039 | 2039
Pennsylvania Power Co | Penn Power | Tetco M-3 | 31 | 2039 | 2040 | 2040
PPL Utilities | PPL | Transco 6 (Non-NY) | 32 | 2040 | 2041 | 2041
West Penn Power Co | West Penn | Tetco M-3 | 33 | 2041 | 2042 | 2042
Seasonal Definitions |  |  | 34 | 2042 | 2043 | 2043
Jan | Winter |  | 35 | 2043 | 2044 | 2044
Feb | Winter |  | 36 | 2044 | 2045 | 2045
Mar | Shoulder |  | 37 | 2045 | 2046 | 2046
Apr | Shoulder |  | 38 | 2046 | 2047 | 2047
May | Summer |  | 39 | 2047 | 2048 | 2048
Jun | Summer |  | 40 | 2048 | 2049 | 2049
Jul | Summer |  | 41 | 2049 | 2050 | 2050
Aug | Summer |  | 42 | 2050 | 2051 | 2051
Sep | Summer |  | 43 | 2051 | 2052 | 2052
Oct | Shoulder |  | 44 | 2052 | 2053 | 2053
Nov | Shoulder |  | 45 | 2053 | 2054 | 2054
Dec | Winter |  | 46 | 2054 | 2055 | 2055
|  |  | 47 | 2055 | 2056 | 2056

## Output (non-LI)
PY Selection | PY18 |  | SWE Note: This data excludes avoided energy costs from the Arrearages study. Please refer to the 'LI Output' tab for avoided costs to be used for Low Income programs only.
|  | Met-Ed Zone Summer ($/MWh) |  | Met-Ed Zone Winter ($/MWh) |  | Met-Ed DLC Zone Shoulder ($/MWh) |  | Met-Ed Generation Capacity ($/kW/year) |  | Met-Ed Transmission Capacity ($/kW/year) |  | Met-Ed Distribution Capacity ($/kW/year) |  | Avoided Natural Gas Fuel Costs ($/MMBTU)
PA ACT 129 Program Year | Year | Summer On-Peak | Summer Off-Peak | Winter On-Peak | Winter Off-Peak | Shoulder On-Peak | Shoulder Off-Peak | Summer | Winter | Summer | Winter | Summer | Winter
18 | 2027 | 86.1597 | 57.301 | 90.3087 | 78.7035 | 73.0561 | 60.931 | 99.2535 | 99.2535 | 58.9185 | 0 | 52.4618 | 6.6986 | 3.5997 | Segment 1
19 | 2028 | 95.954 | 65.2841 | 103.2458 | 90.953 | 82.2617 | 70.1115 | 68.9359 | 68.9359 | 60.139 | 0 | 55.8163 | 7.2132 | 3.5239
20 | 2029 | 102.6343 | 72.8096 | 111.3147 | 98.2337 | 88.4942 | 75.3378 | 70.3361 | 70.3361 | 61.3848 | 0 | 58.9502 | 8.1627 | 3.4083
21 | 2030 | 99.7899 | 71.8771 | 111.2508 | 97.5158 | 89.2773 | 74.8002 | 71.7638 | 71.7638 | 62.6564 | 0 | 62.1595 | 8.6434 | 3.2606
22 | 2031 | 71.8701 | 42.8297 | 79.1273 | 67.3192 | 58.2925 | 46.0697 | 30.8142 | 30.8142 | 63.9544 | 0 | 65.4108 | 9.6837 | 3.2305 | Segment 2
23 | 2032 | 72.1068 | 43.0391 | 81.9554 | 69.3133 | 59.1624 | 46.7152 | 31.4525 | 31.4525 | 65.2792 | 0 | 66.7658 | 9.8843 | 3.3164
24 | 2033 | 74.7475 | 44.905 | 86.5253 | 72.5077 | 61.7983 | 48.5777 | 32.1041 | 32.1041 | 66.6315 | 0 | 68.1489 | 10.0891 | 3.5856
25 | 2034 | 77.8992 | 47.1237 | 92.1593 | 76.436 | 65.2428 | 50.9982 | 32.7691 | 32.7691 | 68.0118 | 0 | 69.5607 | 10.2981 | 3.9224
26 | 2035 | 80.9498 | 49.2738 | 97.4861 | 80.1536 | 68.691 | 53.4221 | 33.448 | 33.448 | 69.4207 | 0 | 71.0016 | 10.5114 | 4.2482
27 | 2036 | 83.7898 | 51.2799 | 102.3718 | 83.5684 | 71.6717 | 55.525 | 34.1408 | 34.1408 | 70.8588 | 0 | 72.4725 | 10.7291 | 4.5417
28 | 2037 | 85.5825 | 52.5658 | 105.9711 | 86.0984 | 73.6215 | 56.919 | 34.8481 | 34.8481 | 72.3266 | 0 | 73.9738 | 10.9514 | 4.735 | Segment 3
29 | 2038 | 84.939 | 52.1748 | 104.3206 | 85.014 | 72.8826 | 56.4624 | 35.57 | 35.57 | 73.8249 | 0 | 75.5062 | 11.1783 | 4.6357
30 | 2039 | 84.4953 | 51.9226 | 103.1138 | 84.2362 | 72.3667 | 56.1604 | 36.3068 | 36.3068 | 75.3542 | 0 | 77.0703 | 11.4098 | 4.5605
31 | 2040 | 84.9319 | 52.2776 | 103.8755 | 84.8151 | 72.834 | 56.5366 | 37.0589 | 37.0589 | 76.9152 | 0 | 78.6669 | 11.6462 | 4.5925
32 | 2041 | 86.3004 | 53.2755 | 106.7213 | 86.8304 | 74.3424 | 57.6308 | 37.8266 | 37.8266 | 78.5086 | 0 | 80.2965 | 11.8874 | 4.7382
33 | 2042 | 87.8121 | 54.3731 | 109.8836 | 89.0648 | 76.0104 | 58.8361 | 38.6102 | 38.6102 | 80.1349 | 0 | 81.9599 | 12.1337 | 4.9009
34 | 2043 | 89.3669 | 55.5016 | 113.138 | 91.3636 | 77.7261 | 60.0753 | 39.4101 | 39.4101 | 81.7949 | 0 | 83.6577 | 12.3851 | 5.0684
35 | 2044 | 90.4248 | 56.289 | 115.2742 | 92.8936 | 78.8862 | 60.9331 | 40.2264 | 40.2264 | 83.4893 | 0 | 85.3907 | 12.6416 | 5.1747
36 | 2045 | 91.2355 | 56.9073 | 116.8518 | 94.0401 | 79.7695 | 61.6014 | 41.0598 | 41.0598 | 85.2189 | 0 | 87.1596 | 12.9035 | 5.2503
37 | 2046 | 93.1323 | 58.2748 | 120.8585 | 96.8606 | 81.8661 | 63.1065 | 41.9103 | 41.9103 | 86.9842 | 0 | 88.9651 | 13.1708 | 5.4583
PY Selection | PY19
|  | Met-Ed Zone Summer ($/MWh) |  | Met-Ed Zone Winter ($/MWh) |  | Met-Ed DLC Zone Shoulder ($/MWh) |  | Met-Ed Generation Capacity ($/kW/year) |  | Met-Ed Transmission Capacity ($/kW/year) |  | Met-Ed Distribution Capacity ($/kW/year) |  | Avoided Natural Gas Fuel Costs ($/MMBTU)
PA ACT 129 Program Year | Year | Summer On-Peak | Summer Off-Peak | Winter On-Peak | Winter Off-Peak | Shoulder On-Peak | Shoulder Off-Peak | Summer | Winter | Summer | Winter | Summer | Winter
18 | 2027 | 0 | 0 | 0 | 0 | 0 | 0 | 0 | 0 | 0 | 0 | 0 | 0 | 0 | Segment 1
19 | 2028 | 88.114 | 57.4441 | 95.4058 | 83.113 | 74.4217 | 62.2715 | 68.9359 | 68.9359 | 60.139 | 0 | 55.8163 | 7.2132 | 3.5239
20 | 2029 | 97.0043 | 67.1796 | 105.6847 | 92.6037 | 82.8642 | 69.7078 | 70.3361 | 70.3361 | 61.3848 | 0 | 58.9502 | 8.1627 | 3.4083
21 | 2030 | 102.5099 | 74.5971 | 113.9708 | 100.2358 | 91.9973 | 77.5202 | 71.7638 | 71.7638 | 62.6564 | 0 | 62.1595 | 8.6434 | 3.2606
22 | 2031 | 100.0301 | 70.9897 | 107.2873 | 95.4792 | 86.4525 | 74.2297 | 73.2242 | 73.2242 | 63.9544 | 0 | 65.4108 | 9.6837 | 3.2305 | Segment 2
23 | 2032 | 72.1068 | 43.0391 | 81.9554 | 69.3133 | 59.1624 | 46.7152 | 31.4525 | 31.4525 | 65.2792 | 0 | 66.7658 | 9.8843 | 3.3164
24 | 2033 | 74.7475 | 44.905 | 86.5253 | 72.5077 | 61.7983 | 48.5777 | 32.1041 | 32.1041 | 66.6315 | 0 | 68.1489 | 10.0891 | 3.5856
25 | 2034 | 77.8992 | 47.1237 | 92.1593 | 76.436 | 65.2428 | 50.9982 | 32.7691 | 32.7691 | 68.0118 | 0 | 69.5607 | 10.2981 | 3.9224
26 | 2035 | 80.9498 | 49.2738 | 97.4861 | 80.1536 | 68.691 | 53.4221 | 33.448 | 33.448 | 69.4207 | 0 | 71.0016 | 10.5114 | 4.2482
27 | 2036 | 83.7898 | 51.2799 | 102.3718 | 83.5684 | 71.6717 | 55.525 | 34.1408 | 34.1408 | 70.8588 | 0 | 72.4725 | 10.7291 | 4.5417
28 | 2037 | 85.5825 | 52.5658 | 105.9711 | 86.0984 | 73.6215 | 56.919 | 34.8481 | 34.8481 | 72.3266 | 0 | 73.9738 | 10.9514 | 4.735 | Segment 3
29 | 2038 | 84.939 | 52.1748 | 104.3206 | 85.014 | 72.8826 | 56.4624 | 35.57 | 35.57 | 73.8249 | 0 | 75.5062 | 11.1783 | 4.6357
30 | 2039 | 84.4953 | 51.9226 | 103.1138 | 84.2362 | 72.3667 | 56.1604 | 36.3068 | 36.3068 | 75.3542 | 0 | 77.0703 | 11.4098 | 4.5605
31 | 2040 | 84.9319 | 52.2776 | 103.8755 | 84.8151 | 72.834 | 56.5366 | 37.0589 | 37.0589 | 76.9152 | 0 | 78.6669 | 11.6462 | 4.5925
32 | 2041 | 86.3004 | 53.2755 | 106.7213 | 86.8304 | 74.3424 | 57.6308 | 37.8266 | 37.8266 | 78.5086 | 0 | 80.2965 | 11.8874 | 4.7382
33 | 2042 | 87.8121 | 54.3731 | 109.8836 | 89.0648 | 76.0104 | 58.8361 | 38.6102 | 38.6102 | 80.1349 | 0 | 81.9599 | 12.1337 | 4.9009
34 | 2043 | 89.3669 | 55.5016 | 113.138 | 91.3636 | 77.7261 | 60.0753 | 39.4101 | 39.4101 | 81.7949 | 0 | 83.6577 | 12.3851 | 5.0684
35 | 2044 | 90.4248 | 56.289 | 115.2742 | 92.8936 | 78.8862 | 60.9331 | 40.2264 | 40.2264 | 83.4893 | 0 | 85.3907 | 12.6416 | 5.1747
36 | 2045 | 91.2355 | 56.9073 | 116.8518 | 94.0401 | 79.7695 | 61.6014 | 41.0598 | 41.0598 | 85.2189 | 0 | 87.1596 | 12.9035 | 5.2503
37 | 2046 | 93.1323 | 58.2748 | 120.8585 | 96.8606 | 81.8661 | 63.1065 | 41.9103 | 41.9103 | 86.9842 | 0 | 88.9651 | 13.1708 | 5.4583
PY Selection | PY20
|  | Met-Ed Zone Summer ($/MWh) |  | Met-Ed Zone Winter ($/MWh) |  | Met-Ed DLC Zone Shoulder ($/MWh) |  | Met-Ed Generation Capacity ($/kW/year) |  | Met-Ed Transmission Capacity ($/kW/year) |  | Met-Ed Distribution Capacity ($/kW/year) |  | Avoided Natural Gas Fuel Costs ($/MMBTU)
PA ACT 129 Program Year | Year | Summer On-Peak | Summer Off-Peak | Winter On-Peak | Winter Off-Peak | Shoulder On-Peak | Shoulder Off-Peak | Summer | Winter | Summer | Winter | Summer | Winter
18 | 2027 | 0 | 0 | 0 | 0 | 0 | 0 | 0 | 0 | 0 | 0 | 0 | 0 | 0 | Segment 1
19 | 2028 | 0 | 0 | 0 | 0 | 0 | 0 | 0 | 0 | 0 | 0 | 0 | 0 | 0
20 | 2029 | 88.8343 | 59.0096 | 97.5147 | 84.4337 | 74.6942 | 61.5378 | 70.3361 | 70.3361 | 61.3848 | 0 | 58.9502 | 8.1627 | 3.4083
21 | 2030 | 96.6899 | 68.7771 | 108.1508 | 94.4158 | 86.1773 | 71.7002 | 71.7638 | 71.7638 | 62.6564 | 0 | 62.1595 | 8.6434 | 3.2606
22 | 2031 | 102.8501 | 73.8097 | 110.1073 | 98.2992 | 89.2725 | 77.0497 | 73.2242 | 73.2242 | 63.9544 | 0 | 65.4108 | 9.6837 | 3.2305 | Segment 2
23 | 2032 | 101.2768 | 72.2091 | 111.1254 | 98.4833 | 88.3324 | 75.8852 | 74.7075 | 74.7075 | 65.2792 | 0 | 66.7658 | 9.8843 | 3.3164
24 | 2033 | 74.7475 | 44.905 | 86.5253 | 72.5077 | 61.7983 | 48.5777 | 32.1041 | 32.1041 | 66.6315 | 0 | 68.1489 | 10.0891 | 3.5856
25 | 2034 | 77.8992 | 47.1237 | 92.1593 | 76.436 | 65.2428 | 50.9982 | 32.7691 | 32.7691 | 68.0118 | 0 | 69.5607 | 10.2981 | 3.9224
26 | 2035 | 80.9498 | 49.2738 | 97.4861 | 80.1536 | 68.691 | 53.4221 | 33.448 | 33.448 | 69.4207 | 0 | 71.0016 | 10.5114 | 4.2482
27 | 2036 | 83.7898 | 51.2799 | 102.3718 | 83.5684 | 71.6717 | 55.525 | 34.1408 | 34.1408 | 70.8588 | 0 | 72.4725 | 10.7291 | 4.5417
28 | 2037 | 85.5825 | 52.5658 | 105.9711 | 86.0984 | 73.6215 | 56.919 | 34.8481 | 34.8481 | 72.3266 | 0 | 73.9738 | 10.9514 | 4.735 | Segment 3
29 | 2038 | 84.939 | 52.1748 | 104.3206 | 85.014 | 72.8826 | 56.4624 | 35.57 | 35.57 | 73.8249 | 0 | 75.5062 | 11.1783 | 4.6357
30 | 2039 | 84.4953 | 51.9226 | 103.1138 | 84.2362 | 72.3667 | 56.1604 | 36.3068 | 36.3068 | 75.3542 | 0 | 77.0703 | 11.4098 | 4.5605
31 | 2040 | 84.9319 | 52.2776 | 103.8755 | 84.8151 | 72.834 | 56.5366 | 37.0589 | 37.0589 | 76.9152 | 0 | 78.6669 | 11.6462 | 4.5925
32 | 2041 | 86.3004 | 53.2755 | 106.7213 | 86.8304 | 74.3424 | 57.6308 | 37.8266 | 37.8266 | 78.5086 | 0 | 80.2965 | 11.8874 | 4.7382
33 | 2042 | 87.8121 | 54.3731 | 109.8836 | 89.0648 | 76.0104 | 58.8361 | 38.6102 | 38.6102 | 80.1349 | 0 | 81.9599 | 12.1337 | 4.9009
34 | 2043 | 89.3669 | 55.5016 | 113.138 | 91.3636 | 77.7261 | 60.0753 | 39.4101 | 39.4101 | 81.7949 | 0 | 83.6577 | 12.3851 | 5.0684
35 | 2044 | 90.4248 | 56.289 | 115.2742 | 92.8936 | 78.8862 | 60.9331 | 40.2264 | 40.2264 | 83.4893 | 0 | 85.3907 | 12.6416 | 5.1747
36 | 2045 | 91.2355 | 56.9073 | 116.8518 | 94.0401 | 79.7695 | 61.6014 | 41.0598 | 41.0598 | 85.2189 | 0 | 87.1596 | 12.9035 | 5.2503
37 | 2046 | 93.1323 | 58.2748 | 120.8585 | 96.8606 | 81.8661 | 63.1065 | 41.9103 | 41.9103 | 86.9842 | 0 | 88.9651 | 13.1708 | 5.4583
PY Selection | PY21
|  | Met-Ed Zone Summer ($/MWh) |  | Met-Ed Zone Winter ($/MWh) |  | Met-Ed DLC Zone Shoulder ($/MWh) |  | Met-Ed Generation Capacity ($/kW/year) |  | Met-Ed Transmission Capacity ($/kW/year) |  | Met-Ed Distribution Capacity ($/kW/year) |  | Avoided Natural Gas Fuel Costs ($/MMBTU)
PA ACT 129 Program Year | Year | Summer On-Peak | Summer Off-Peak | Winter On-Peak | Winter Off-Peak | Shoulder On-Peak | Shoulder Off-Peak | Summer | Winter | Summer | Winter | Summer | Winter
18 | 2027 | 0 | 0 | 0 | 0 | 0 | 0 | 0 | 0 | 0 | 0 | 0 | 0 | 0 | Segment 1
19 | 2028 | 0 | 0 | 0 | 0 | 0 | 0 | 0 | 0 | 0 | 0 | 0 | 0 | 0
20 | 2029 | 0 | 0 | 0 | 0 | 0 | 0 | 0 | 0 | 0 | 0 | 0 | 0 | 0
21 | 2030 | 88.2499 | 60.3371 | 99.7108 | 85.9758 | 77.7373 | 63.2602 | 71.7638 | 71.7638 | 62.6564 | 0 | 62.1595 | 8.6434 | 3.2606
22 | 2031 | 96.8301 | 67.7897 | 104.0873 | 92.2792 | 83.2525 | 71.0297 | 73.2242 | 73.2242 | 63.9544 | 0 | 65.4108 | 9.6837 | 3.2305 | Segment 2
23 | 2032 | 104.1968 | 75.1291 | 114.0454 | 101.4033 | 91.2524 | 78.8052 | 74.7075 | 74.7075 | 65.2792 | 0 | 66.7658 | 9.8843 | 3.3164
24 | 2033 | 104.2275 | 74.385 | 116.0053 | 101.9877 | 91.2783 | 78.0577 | 76.2241 | 76.2241 | 66.6315 | 0 | 68.1489 | 10.0891 | 3.5856
25 | 2034 | 77.8992 | 47.1237 | 92.1593 | 76.436 | 65.2428 | 50.9982 | 32.7691 | 32.7691 | 68.0118 | 0 | 69.5607 | 10.2981 | 3.9224
26 | 2035 | 80.9498 | 49.2738 | 97.4861 | 80.1536 | 68.691 | 53.4221 | 33.448 | 33.448 | 69.4207 | 0 | 71.0016 | 10.5114 | 4.2482
27 | 2036 | 83.7898 | 51.2799 | 102.3718 | 83.5684 | 71.6717 | 55.525 | 34.1408 | 34.1408 | 70.8588 | 0 | 72.4725 | 10.7291 | 4.5417
28 | 2037 | 85.5825 | 52.5658 | 105.9711 | 86.0984 | 73.6215 | 56.919 | 34.8481 | 34.8481 | 72.3266 | 0 | 73.9738 | 10.9514 | 4.735 | Segment 3
29 | 2038 | 84.939 | 52.1748 | 104.3206 | 85.014 | 72.8826 | 56.4624 | 35.57 | 35.57 | 73.8249 | 0 | 75.5062 | 11.1783 | 4.6357
30 | 2039 | 84.4953 | 51.9226 | 103.1138 | 84.2362 | 72.3667 | 56.1604 | 36.3068 | 36.3068 | 75.3542 | 0 | 77.0703 | 11.4098 | 4.5605
31 | 2040 | 84.9319 | 52.2776 | 103.8755 | 84.8151 | 72.834 | 56.5366 | 37.0589 | 37.0589 | 76.9152 | 0 | 78.6669 | 11.6462 | 4.5925
32 | 2041 | 86.3004 | 53.2755 | 106.7213 | 86.8304 | 74.3424 | 57.6308 | 37.8266 | 37.8266 | 78.5086 | 0 | 80.2965 | 11.8874 | 4.7382
33 | 2042 | 87.8121 | 54.3731 | 109.8836 | 89.0648 | 76.0104 | 58.8361 | 38.6102 | 38.6102 | 80.1349 | 0 | 81.9599 | 12.1337 | 4.9009
34 | 2043 | 89.3669 | 55.5016 | 113.138 | 91.3636 | 77.7261 | 60.0753 | 39.4101 | 39.4101 | 81.7949 | 0 | 83.6577 | 12.3851 | 5.0684
35 | 2044 | 90.4248 | 56.289 | 115.2742 | 92.8936 | 78.8862 | 60.9331 | 40.2264 | 40.2264 | 83.4893 | 0 | 85.3907 | 12.6416 | 5.1747
36 | 2045 | 91.2355 | 56.9073 | 116.8518 | 94.0401 | 79.7695 | 61.6014 | 41.0598 | 41.0598 | 85.2189 | 0 | 87.1596 | 12.9035 | 5.2503
37 | 2046 | 93.1323 | 58.2748 | 120.8585 | 96.8606 | 81.8661 | 63.1065 | 41.9103 | 41.9103 | 86.9842 | 0 | 88.9651 | 13.1708 | 5.4583
PY Selection | PY22
|  | Met-Ed Zone Summer ($/MWh) |  | Met-Ed Zone Winter ($/MWh) |  | Met-Ed DLC Zone Shoulder ($/MWh) |  | Met-Ed Generation Capacity ($/kW/year) |  | Met-Ed Transmission Capacity ($/kW/year) |  | Met-Ed Distribution Capacity ($/kW/year) |  | Avoided Natural Gas Fuel Costs ($/MMBTU)
PA ACT 129 Program Year | Year | Summer On-Peak | Summer Off-Peak | Winter On-Peak | Winter Off-Peak | Shoulder On-Peak | Shoulder Off-Peak | Summer | Winter | Summer | Winter | Summer | Winter
18 | 2027 | 0 | 0 | 0 | 0 | 0 | 0 | 0 | 0 | 0 | 0 | 0 | 0 | 0 | Segment 1
19 | 2028 | 0 | 0 | 0 | 0 | 0 | 0 | 0 | 0 | 0 | 0 | 0 | 0 | 0
20 | 2029 | 0 | 0 | 0 | 0 | 0 | 0 | 0 | 0 | 0 | 0 | 0 | 0 | 0
21 | 2030 | 0 | 0 | 0 | 0 | 0 | 0 | 0 | 0 | 0 | 0 | 0 | 0 | 0
22 | 2031 | 88.1201 | 59.0797 | 95.3773 | 83.5692 | 74.5425 | 62.3197 | 73.2242 | 73.2242 | 63.9544 | 0 | 65.4108 | 9.6837 | 3.2305 | Segment 2
23 | 2032 | 97.9668 | 68.8991 | 107.8154 | 95.1733 | 85.0224 | 72.5752 | 74.7075 | 74.7075 | 65.2792 | 0 | 66.7658 | 9.8843 | 3.3164
24 | 2033 | 107.1775 | 77.335 | 118.9553 | 104.9377 | 94.2283 | 81.0077 | 76.2241 | 76.2241 | 66.6315 | 0 | 68.1489 | 10.0891 | 3.5856
25 | 2034 | 107.6192 | 76.8437 | 121.8793 | 106.156 | 94.9628 | 80.7182 | 77.7741 | 77.7741 | 68.0118 | 0 | 69.5607 | 10.2981 | 3.9224
26 | 2035 | 80.9498 | 49.2738 | 97.4861 | 80.1536 | 68.691 | 53.4221 | 33.448 | 33.448 | 69.4207 | 0 | 71.0016 | 10.5114 | 4.2482
27 | 2036 | 83.7898 | 51.2799 | 102.3718 | 83.5684 | 71.6717 | 55.525 | 34.1408 | 34.1408 | 70.8588 | 0 | 72.4725 | 10.7291 | 4.5417
28 | 2037 | 85.5825 | 52.5658 | 105.9711 | 86.0984 | 73.6215 | 56.919 | 34.8481 | 34.8481 | 72.3266 | 0 | 73.9738 | 10.9514 | 4.735 | Segment 3
29 | 2038 | 84.939 | 52.1748 | 104.3206 | 85.014 | 72.8826 | 56.4624 | 35.57 | 35.57 | 73.8249 | 0 | 75.5062 | 11.1783 | 4.6357
30 | 2039 | 84.4953 | 51.9226 | 103.1138 | 84.2362 | 72.3667 | 56.1604 | 36.3068 | 36.3068 | 75.3542 | 0 | 77.0703 | 11.4098 | 4.5605
31 | 2040 | 84.9319 | 52.2776 | 103.8755 | 84.8151 | 72.834 | 56.5366 | 37.0589 | 37.0589 | 76.9152 | 0 | 78.6669 | 11.6462 | 4.5925
32 | 2041 | 86.3004 | 53.2755 | 106.7213 | 86.8304 | 74.3424 | 57.6308 | 37.8266 | 37.8266 | 78.5086 | 0 | 80.2965 | 11.8874 | 4.7382
33 | 2042 | 87.8121 | 54.3731 | 109.8836 | 89.0648 | 76.0104 | 58.8361 | 38.6102 | 38.6102 | 80.1349 | 0 | 81.9599 | 12.1337 | 4.9009
34 | 2043 | 89.3669 | 55.5016 | 113.138 | 91.3636 | 77.7261 | 60.0753 | 39.4101 | 39.4101 | 81.7949 | 0 | 83.6577 | 12.3851 | 5.0684
35 | 2044 | 90.4248 | 56.289 | 115.2742 | 92.8936 | 78.8862 | 60.9331 | 40.2264 | 40.2264 | 83.4893 | 0 | 85.3907 | 12.6416 | 5.1747
36 | 2045 | 91.2355 | 56.9073 | 116.8518 | 94.0401 | 79.7695 | 61.6014 | 41.0598 | 41.0598 | 85.2189 | 0 | 87.1596 | 12.9035 | 5.2503
37 | 2046 | 93.1323 | 58.2748 | 120.8585 | 96.8606 | 81.8661 | 63.1065 | 41.9103 | 41.9103 | 86.9842 | 0 | 88.9651 | 13.1708 | 5.4583

## LI Output
PY Selection | PY18 |  | SWE Note: This data includes avoided energy costs from the Arrearages Study and should only be applied for low income programs
|  | Met-Ed Zone Summer ($/MWh) |  | Met-Ed Zone Winter ($/MWh) |  | Met-Ed DLC Zone Shoulder ($/MWh) |  | Met-Ed Generation Capacity ($/kW/year) |  | Met-Ed Transmission Capacity ($/kW/year) |  | Met-Ed Distribution Capacity ($/kW/year) |  | Avoided Natural Gas Fuel Costs ($/MMBTU)
PA ACT 129 Program Year | Year | Summer On-Peak | Summer Off-Peak | Winter On-Peak | Winter Off-Peak | Shoulder On-Peak | Shoulder Off-Peak | Summer | Winter | Summer | Winter | Summer | Winter
18 | 2027 | 104.2597 | 75.401 | 108.4087 | 96.8035 | 91.1561 | 79.031 | 99.2535 | 99.2535 | 58.9185 | 0 | 52.4618 | 6.6986 | 3.5997 | Segment 1
19 | 2028 | 114.416 | 83.7461 | 121.7078 | 109.415 | 100.7237 | 88.5735 | 68.9359 | 68.9359 | 60.139 | 0 | 55.8163 | 7.2132 | 3.5239
20 | 2029 | 121.4655 | 91.6409 | 130.1459 | 117.0649 | 107.3255 | 94.169 | 70.3361 | 70.3361 | 61.3848 | 0 | 58.9502 | 8.1627 | 3.4083
21 | 2030 | 118.9977 | 91.0849 | 130.4587 | 116.7236 | 108.4851 | 94.008 | 71.7638 | 71.7638 | 62.6564 | 0 | 62.1595 | 8.6434 | 3.2606
22 | 2031 | 91.4621 | 62.4217 | 98.7193 | 86.9112 | 77.8845 | 65.6617 | 30.8142 | 30.8142 | 63.9544 | 0 | 65.4108 | 9.6837 | 3.2305 | Segment 2
23 | 2032 | 92.0906 | 63.023 | 101.9393 | 89.2971 | 79.1463 | 66.699 | 31.4525 | 31.4525 | 65.2792 | 0 | 66.7658 | 9.8843 | 3.3164
24 | 2033 | 95.131 | 65.2886 | 106.9088 | 92.8912 | 82.1818 | 68.9613 | 32.1041 | 32.1041 | 66.6315 | 0 | 68.1489 | 10.0891 | 3.5856
25 | 2034 | 98.6904 | 67.915 | 112.9505 | 97.2272 | 86.0341 | 71.7894 | 32.7691 | 32.7691 | 68.0118 | 0 | 69.5607 | 10.2981 | 3.9224
26 | 2035 | 102.1568 | 70.4809 | 118.6931 | 101.3606 | 89.8981 | 74.6291 | 33.448 | 33.448 | 69.4207 | 0 | 71.0016 | 10.5114 | 4.2482
27 | 2036 | 105.421 | 72.9111 | 124.0029 | 105.1996 | 93.3029 | 77.1561 | 34.1408 | 34.1408 | 70.8588 | 0 | 72.4725 | 10.7291 | 4.5417
28 | 2037 | 107.6463 | 74.6296 | 128.0349 | 108.1622 | 95.6853 | 78.9828 | 34.8481 | 34.8481 | 72.3266 | 0 | 73.9738 | 10.9514 | 4.735 | Segment 3
29 | 2038 | 107.4441 | 74.6799 | 126.8257 | 107.5191 | 95.3877 | 78.9675 | 35.57 | 35.57 | 73.8249 | 0 | 75.5062 | 11.1783 | 4.6357
30 | 2039 | 107.4505 | 74.8778 | 126.069 | 107.1914 | 95.3218 | 79.1155 | 36.3068 | 36.3068 | 75.3542 | 0 | 77.0703 | 11.4098 | 4.5605
31 | 2040 | 108.3462 | 75.6919 | 127.2897 | 108.2294 | 96.2483 | 79.9509 | 37.0589 | 37.0589 | 76.9152 | 0 | 78.6669 | 11.6462 | 4.5925
32 | 2041 | 110.183 | 77.1581 | 130.6038 | 110.713 | 98.225 | 81.5134 | 37.8266 | 37.8266 | 78.5086 | 0 | 80.2965 | 11.8874 | 4.7382
33 | 2042 | 112.1723 | 78.7334 | 134.2438 | 113.425 | 100.3706 | 83.1963 | 38.6102 | 38.6102 | 80.1349 | 0 | 81.9599 | 12.1337 | 4.9009
34 | 2043 | 114.2143 | 80.349 | 137.9854 | 116.211 | 102.5736 | 84.9228 | 39.4101 | 39.4101 | 81.7949 | 0 | 83.6577 | 12.3851 | 5.0684
35 | 2044 | 115.7692 | 81.6333 | 140.6186 | 118.238 | 104.2305 | 86.2774 | 40.2264 | 40.2264 | 83.4893 | 0 | 85.3907 | 12.6416 | 5.1747
36 | 2045 | 117.0868 | 82.7586 | 142.703 | 119.8913 | 105.6208 | 87.4527 | 41.0598 | 41.0598 | 85.2189 | 0 | 87.1596 | 12.9035 | 5.2503
37 | 2046 | 119.5006 | 84.6431 | 147.2268 | 123.2289 | 108.2344 | 89.4748 | 41.9103 | 41.9103 | 86.9842 | 0 | 88.9651 | 13.1708 | 5.4583
PY Selection | PY19
|  | Met-Ed Zone Summer ($/MWh) |  | Met-Ed Zone Winter ($/MWh) |  | Met-Ed DLC Zone Shoulder ($/MWh) |  | Met-Ed Generation Capacity ($/kW/year) |  | Met-Ed Transmission Capacity ($/kW/year) |  | Met-Ed Distribution Capacity ($/kW/year) |  | Avoided Natural Gas Fuel Costs ($/MMBTU)
PA ACT 129 Program Year | Year | Summer On-Peak | Summer Off-Peak | Winter On-Peak | Winter Off-Peak | Shoulder On-Peak | Shoulder Off-Peak | Summer | Winter | Summer | Winter | Summer | Winter
18 | 2027 | 0 | 0 | 0 | 0 | 0 | 0 | 0 | 0 | 0 | 0 | 0 | 0 | 0 | Segment 1
19 | 2028 | 106.576 | 75.9061 | 113.8678 | 101.575 | 92.8837 | 80.7335 | 68.9359 | 68.9359 | 60.139 | 0 | 55.8163 | 7.2132 | 3.5239
20 | 2029 | 115.8355 | 86.0109 | 124.5159 | 111.4349 | 101.6955 | 88.539 | 70.3361 | 70.3361 | 61.3848 | 0 | 58.9502 | 8.1627 | 3.4083
21 | 2030 | 121.7177 | 93.8049 | 133.1787 | 119.4436 | 111.2051 | 96.728 | 71.7638 | 71.7638 | 62.6564 | 0 | 62.1595 | 8.6434 | 3.2606
22 | 2031 | 119.6221 | 90.5817 | 126.8793 | 115.0712 | 106.0445 | 93.8217 | 73.2242 | 73.2242 | 63.9544 | 0 | 65.4108 | 9.6837 | 3.2305 | Segment 2
23 | 2032 | 92.0906 | 63.023 | 101.9393 | 89.2971 | 79.1463 | 66.699 | 31.4525 | 31.4525 | 65.2792 | 0 | 66.7658 | 9.8843 | 3.3164
24 | 2033 | 95.131 | 65.2886 | 106.9088 | 92.8912 | 82.1818 | 68.9613 | 32.1041 | 32.1041 | 66.6315 | 0 | 68.1489 | 10.0891 | 3.5856
25 | 2034 | 98.6904 | 67.915 | 112.9505 | 97.2272 | 86.0341 | 71.7894 | 32.7691 | 32.7691 | 68.0118 | 0 | 69.5607 | 10.2981 | 3.9224
26 | 2035 | 102.1568 | 70.4809 | 118.6931 | 101.3606 | 89.8981 | 74.6291 | 33.448 | 33.448 | 69.4207 | 0 | 71.0016 | 10.5114 | 4.2482
27 | 2036 | 105.421 | 72.9111 | 124.0029 | 105.1996 | 93.3029 | 77.1561 | 34.1408 | 34.1408 | 70.8588 | 0 | 72.4725 | 10.7291 | 4.5417
28 | 2037 | 107.6463 | 74.6296 | 128.0349 | 108.1622 | 95.6853 | 78.9828 | 34.8481 | 34.8481 | 72.3266 | 0 | 73.9738 | 10.9514 | 4.735 | Segment 3
29 | 2038 | 107.4441 | 74.6799 | 126.8257 | 107.5191 | 95.3877 | 78.9675 | 35.57 | 35.57 | 73.8249 | 0 | 75.5062 | 11.1783 | 4.6357
30 | 2039 | 107.4505 | 74.8778 | 126.069 | 107.1914 | 95.3218 | 79.1155 | 36.3068 | 36.3068 | 75.3542 | 0 | 77.0703 | 11.4098 | 4.5605
31 | 2040 | 108.3462 | 75.6919 | 127.2897 | 108.2294 | 96.2483 | 79.9509 | 37.0589 | 37.0589 | 76.9152 | 0 | 78.6669 | 11.6462 | 4.5925
32 | 2041 | 110.183 | 77.1581 | 130.6038 | 110.713 | 98.225 | 81.5134 | 37.8266 | 37.8266 | 78.5086 | 0 | 80.2965 | 11.8874 | 4.7382
33 | 2042 | 112.1723 | 78.7334 | 134.2438 | 113.425 | 100.3706 | 83.1963 | 38.6102 | 38.6102 | 80.1349 | 0 | 81.9599 | 12.1337 | 4.9009
34 | 2043 | 114.2143 | 80.349 | 137.9854 | 116.211 | 102.5736 | 84.9228 | 39.4101 | 39.4101 | 81.7949 | 0 | 83.6577 | 12.3851 | 5.0684
35 | 2044 | 115.7692 | 81.6333 | 140.6186 | 118.238 | 104.2305 | 86.2774 | 40.2264 | 40.2264 | 83.4893 | 0 | 85.3907 | 12.6416 | 5.1747
36 | 2045 | 117.0868 | 82.7586 | 142.703 | 119.8913 | 105.6208 | 87.4527 | 41.0598 | 41.0598 | 85.2189 | 0 | 87.1596 | 12.9035 | 5.2503
37 | 2046 | 119.5006 | 84.6431 | 147.2268 | 123.2289 | 108.2344 | 89.4748 | 41.9103 | 41.9103 | 86.9842 | 0 | 88.9651 | 13.1708 | 5.4583
PY Selection | PY20
|  | Met-Ed Zone Summer ($/MWh) |  | Met-Ed Zone Winter ($/MWh) |  | Met-Ed DLC Zone Shoulder ($/MWh) |  | Met-Ed Generation Capacity ($/kW/year) |  | Met-Ed Transmission Capacity ($/kW/year) |  | Met-Ed Distribution Capacity ($/kW/year) |  | Avoided Natural Gas Fuel Costs ($/MMBTU)
PA ACT 129 Program Year | Year | Summer On-Peak | Summer Off-Peak | Winter On-Peak | Winter Off-Peak | Shoulder On-Peak | Shoulder Off-Peak | Summer | Winter | Summer | Winter | Summer | Winter
18 | 2027 | 0 | 0 | 0 | 0 | 0 | 0 | 0 | 0 | 0 | 0 | 0 | 0 | 0 | Segment 1
19 | 2028 | 0 | 0 | 0 | 0 | 0 | 0 | 0 | 0 | 0 | 0 | 0 | 0 | 0
20 | 2029 | 107.6655 | 77.8409 | 116.3459 | 103.2649 | 93.5255 | 80.369 | 70.3361 | 70.3361 | 61.3848 | 0 | 58.9502 | 8.1627 | 3.4083
21 | 2030 | 115.8977 | 87.9849 | 127.3587 | 113.6236 | 105.3851 | 90.908 | 71.7638 | 71.7638 | 62.6564 | 0 | 62.1595 | 8.6434 | 3.2606
22 | 2031 | 122.4421 | 93.4017 | 129.6993 | 117.8912 | 108.8645 | 96.6417 | 73.2242 | 73.2242 | 63.9544 | 0 | 65.4108 | 9.6837 | 3.2305 | Segment 2
23 | 2032 | 121.2606 | 92.193 | 131.1093 | 118.4671 | 108.3163 | 95.869 | 74.7075 | 74.7075 | 65.2792 | 0 | 66.7658 | 9.8843 | 3.3164
24 | 2033 | 95.131 | 65.2886 | 106.9088 | 92.8912 | 82.1818 | 68.9613 | 32.1041 | 32.1041 | 66.6315 | 0 | 68.1489 | 10.0891 | 3.5856
25 | 2034 | 98.6904 | 67.915 | 112.9505 | 97.2272 | 86.0341 | 71.7894 | 32.7691 | 32.7691 | 68.0118 | 0 | 69.5607 | 10.2981 | 3.9224
26 | 2035 | 102.1568 | 70.4809 | 118.6931 | 101.3606 | 89.8981 | 74.6291 | 33.448 | 33.448 | 69.4207 | 0 | 71.0016 | 10.5114 | 4.2482
27 | 2036 | 105.421 | 72.9111 | 124.0029 | 105.1996 | 93.3029 | 77.1561 | 34.1408 | 34.1408 | 70.8588 | 0 | 72.4725 | 10.7291 | 4.5417
28 | 2037 | 107.6463 | 74.6296 | 128.0349 | 108.1622 | 95.6853 | 78.9828 | 34.8481 | 34.8481 | 72.3266 | 0 | 73.9738 | 10.9514 | 4.735 | Segment 3
29 | 2038 | 107.4441 | 74.6799 | 126.8257 | 107.5191 | 95.3877 | 78.9675 | 35.57 | 35.57 | 73.8249 | 0 | 75.5062 | 11.1783 | 4.6357
30 | 2039 | 107.4505 | 74.8778 | 126.069 | 107.1914 | 95.3218 | 79.1155 | 36.3068 | 36.3068 | 75.3542 | 0 | 77.0703 | 11.4098 | 4.5605
31 | 2040 | 108.3462 | 75.6919 | 127.2897 | 108.2294 | 96.2483 | 79.9509 | 37.0589 | 37.0589 | 76.9152 | 0 | 78.6669 | 11.6462 | 4.5925
32 | 2041 | 110.183 | 77.1581 | 130.6038 | 110.713 | 98.225 | 81.5134 | 37.8266 | 37.8266 | 78.5086 | 0 | 80.2965 | 11.8874 | 4.7382
33 | 2042 | 112.1723 | 78.7334 | 134.2438 | 113.425 | 100.3706 | 83.1963 | 38.6102 | 38.6102 | 80.1349 | 0 | 81.9599 | 12.1337 | 4.9009
34 | 2043 | 114.2143 | 80.349 | 137.9854 | 116.211 | 102.5736 | 84.9228 | 39.4101 | 39.4101 | 81.7949 | 0 | 83.6577 | 12.3851 | 5.0684
35 | 2044 | 115.7692 | 81.6333 | 140.6186 | 118.238 | 104.2305 | 86.2774 | 40.2264 | 40.2264 | 83.4893 | 0 | 85.3907 | 12.6416 | 5.1747
36 | 2045 | 117.0868 | 82.7586 | 142.703 | 119.8913 | 105.6208 | 87.4527 | 41.0598 | 41.0598 | 85.2189 | 0 | 87.1596 | 12.9035 | 5.2503
37 | 2046 | 119.5006 | 84.6431 | 147.2268 | 123.2289 | 108.2344 | 89.4748 | 41.9103 | 41.9103 | 86.9842 | 0 | 88.9651 | 13.1708 | 5.4583
PY Selection | PY21
|  | Met-Ed Zone Summer ($/MWh) |  | Met-Ed Zone Winter ($/MWh) |  | Met-Ed DLC Zone Shoulder ($/MWh) |  | Met-Ed Generation Capacity ($/kW/year) |  | Met-Ed Transmission Capacity ($/kW/year) |  | Met-Ed Distribution Capacity ($/kW/year) |  | Avoided Natural Gas Fuel Costs ($/MMBTU)
PA ACT 129 Program Year | Year | Summer On-Peak | Summer Off-Peak | Winter On-Peak | Winter Off-Peak | Shoulder On-Peak | Shoulder Off-Peak | Summer | Winter | Summer | Winter | Summer | Winter
18 | 2027 | 0 | 0 | 0 | 0 | 0 | 0 | 0 | 0 | 0 | 0 | 0 | 0 | 0 | Segment 1
19 | 2028 | 0 | 0 | 0 | 0 | 0 | 0 | 0 | 0 | 0 | 0 | 0 | 0 | 0
20 | 2029 | 0 | 0 | 0 | 0 | 0 | 0 | 0 | 0 | 0 | 0 | 0 | 0 | 0
21 | 2030 | 107.4577 | 79.5449 | 118.9187 | 105.1836 | 96.9451 | 82.468 | 71.7638 | 71.7638 | 62.6564 | 0 | 62.1595 | 8.6434 | 3.2606
22 | 2031 | 116.4221 | 87.3817 | 123.6793 | 111.8712 | 102.8445 | 90.6217 | 73.2242 | 73.2242 | 63.9544 | 0 | 65.4108 | 9.6837 | 3.2305 | Segment 2
23 | 2032 | 124.1806 | 95.113 | 134.0293 | 121.3871 | 111.2363 | 98.789 | 74.7075 | 74.7075 | 65.2792 | 0 | 66.7658 | 9.8843 | 3.3164
24 | 2033 | 124.611 | 94.7686 | 136.3888 | 122.3712 | 111.6618 | 98.4413 | 76.2241 | 76.2241 | 66.6315 | 0 | 68.1489 | 10.0891 | 3.5856
25 | 2034 | 98.6904 | 67.915 | 112.9505 | 97.2272 | 86.0341 | 71.7894 | 32.7691 | 32.7691 | 68.0118 | 0 | 69.5607 | 10.2981 | 3.9224
26 | 2035 | 102.1568 | 70.4809 | 118.6931 | 101.3606 | 89.8981 | 74.6291 | 33.448 | 33.448 | 69.4207 | 0 | 71.0016 | 10.5114 | 4.2482
27 | 2036 | 105.421 | 72.9111 | 124.0029 | 105.1996 | 93.3029 | 77.1561 | 34.1408 | 34.1408 | 70.8588 | 0 | 72.4725 | 10.7291 | 4.5417
28 | 2037 | 107.6463 | 74.6296 | 128.0349 | 108.1622 | 95.6853 | 78.9828 | 34.8481 | 34.8481 | 72.3266 | 0 | 73.9738 | 10.9514 | 4.735 | Segment 3
29 | 2038 | 107.4441 | 74.6799 | 126.8257 | 107.5191 | 95.3877 | 78.9675 | 35.57 | 35.57 | 73.8249 | 0 | 75.5062 | 11.1783 | 4.6357
30 | 2039 | 107.4505 | 74.8778 | 126.069 | 107.1914 | 95.3218 | 79.1155 | 36.3068 | 36.3068 | 75.3542 | 0 | 77.0703 | 11.4098 | 4.5605
31 | 2040 | 108.3462 | 75.6919 | 127.2897 | 108.2294 | 96.2483 | 79.9509 | 37.0589 | 37.0589 | 76.9152 | 0 | 78.6669 | 11.6462 | 4.5925
32 | 2041 | 110.183 | 77.1581 | 130.6038 | 110.713 | 98.225 | 81.5134 | 37.8266 | 37.8266 | 78.5086 | 0 | 80.2965 | 11.8874 | 4.7382
33 | 2042 | 112.1723 | 78.7334 | 134.2438 | 113.425 | 100.3706 | 83.1963 | 38.6102 | 38.6102 | 80.1349 | 0 | 81.9599 | 12.1337 | 4.9009
34 | 2043 | 114.2143 | 80.349 | 137.9854 | 116.211 | 102.5736 | 84.9228 | 39.4101 | 39.4101 | 81.7949 | 0 | 83.6577 | 12.3851 | 5.0684
35 | 2044 | 115.7692 | 81.6333 | 140.6186 | 118.238 | 104.2305 | 86.2774 | 40.2264 | 40.2264 | 83.4893 | 0 | 85.3907 | 12.6416 | 5.1747
36 | 2045 | 117.0868 | 82.7586 | 142.703 | 119.8913 | 105.6208 | 87.4527 | 41.0598 | 41.0598 | 85.2189 | 0 | 87.1596 | 12.9035 | 5.2503
37 | 2046 | 119.5006 | 84.6431 | 147.2268 | 123.2289 | 108.2344 | 89.4748 | 41.9103 | 41.9103 | 86.9842 | 0 | 88.9651 | 13.1708 | 5.4583
PY Selection | PY22
|  | Met-Ed Zone Summer ($/MWh) |  | Met-Ed Zone Winter ($/MWh) |  | Met-Ed DLC Zone Shoulder ($/MWh) |  | Met-Ed Generation Capacity ($/kW/year) |  | Met-Ed Transmission Capacity ($/kW/year) |  | Met-Ed Distribution Capacity ($/kW/year) |  | Avoided Natural Gas Fuel Costs ($/MMBTU)
PA ACT 129 Program Year | Year | Summer On-Peak | Summer Off-Peak | Winter On-Peak | Winter Off-Peak | Shoulder On-Peak | Shoulder Off-Peak | Summer | Winter | Summer | Winter | Summer | Winter
18 | 2027 | 0 | 0 | 0 | 0 | 0 | 0 | 0 | 0 | 0 | 0 | 0 | 0 | 0 | Segment 1
19 | 2028 | 0 | 0 | 0 | 0 | 0 | 0 | 0 | 0 | 0 | 0 | 0 | 0 | 0
20 | 2029 | 0 | 0 | 0 | 0 | 0 | 0 | 0 | 0 | 0 | 0 | 0 | 0 | 0
21 | 2030 | 0 | 0 | 0 | 0 | 0 | 0 | 0 | 0 | 0 | 0 | 0 | 0 | 0
22 | 2031 | 107.7121 | 78.6717 | 114.9693 | 103.1612 | 94.1345 | 81.9117 | 73.2242 | 73.2242 | 63.9544 | 0 | 65.4108 | 9.6837 | 3.2305 | Segment 2
23 | 2032 | 117.9506 | 88.883 | 127.7993 | 115.1571 | 105.0063 | 92.559 | 74.7075 | 74.7075 | 65.2792 | 0 | 66.7658 | 9.8843 | 3.3164
24 | 2033 | 127.561 | 97.7186 | 139.3388 | 125.3212 | 114.6118 | 101.3913 | 76.2241 | 76.2241 | 66.6315 | 0 | 68.1489 | 10.0891 | 3.5856
25 | 2034 | 128.4104 | 97.635 | 142.6705 | 126.9472 | 115.7541 | 101.5094 | 77.7741 | 77.7741 | 68.0118 | 0 | 69.5607 | 10.2981 | 3.9224
26 | 2035 | 102.1568 | 70.4809 | 118.6931 | 101.3606 | 89.8981 | 74.6291 | 33.448 | 33.448 | 69.4207 | 0 | 71.0016 | 10.5114 | 4.2482
27 | 2036 | 105.421 | 72.9111 | 124.0029 | 105.1996 | 93.3029 | 77.1561 | 34.1408 | 34.1408 | 70.8588 | 0 | 72.4725 | 10.7291 | 4.5417
28 | 2037 | 107.6463 | 74.6296 | 128.0349 | 108.1622 | 95.6853 | 78.9828 | 34.8481 | 34.8481 | 72.3266 | 0 | 73.9738 | 10.9514 | 4.735 | Segment 3
29 | 2038 | 107.4441 | 74.6799 | 126.8257 | 107.5191 | 95.3877 | 78.9675 | 35.57 | 35.57 | 73.8249 | 0 | 75.5062 | 11.1783 | 4.6357
30 | 2039 | 107.4505 | 74.8778 | 126.069 | 107.1914 | 95.3218 | 79.1155 | 36.3068 | 36.3068 | 75.3542 | 0 | 77.0703 | 11.4098 | 4.5605
31 | 2040 | 108.3462 | 75.6919 | 127.2897 | 108.2294 | 96.2483 | 79.9509 | 37.0589 | 37.0589 | 76.9152 | 0 | 78.6669 | 11.6462 | 4.5925
32 | 2041 | 110.183 | 77.1581 | 130.6038 | 110.713 | 98.225 | 81.5134 | 37.8266 | 37.8266 | 78.5086 | 0 | 80.2965 | 11.8874 | 4.7382
33 | 2042 | 112.1723 | 78.7334 | 134.2438 | 113.425 | 100.3706 | 83.1963 | 38.6102 | 38.6102 | 80.1349 | 0 | 81.9599 | 12.1337 | 4.9009
34 | 2043 | 114.2143 | 80.349 | 137.9854 | 116.211 | 102.5736 | 84.9228 | 39.4101 | 39.4101 | 81.7949 | 0 | 83.6577 | 12.3851 | 5.0684
35 | 2044 | 115.7692 | 81.6333 | 140.6186 | 118.238 | 104.2305 | 86.2774 | 40.2264 | 40.2264 | 83.4893 | 0 | 85.3907 | 12.6416 | 5.1747
36 | 2045 | 117.0868 | 82.7586 | 142.703 | 119.8913 | 105.6208 | 87.4527 | 41.0598 | 41.0598 | 85.2189 | 0 | 87.1596 | 12.9035 | 5.2503
37 | 2046 | 119.5006 | 84.6431 | 147.2268 | 123.2289 | 108.2344 | 89.4748 | 41.9103 | 41.9103 | 86.9842 | 0 | 88.9651 | 13.1708 | 5.4583

## Elec Futures
Record Field | Period | Month | Year | NYMEX: PJM Western Hub On-peak (Nominal $/MWh) | NYMEX: PJM Western Hub Off-peak (Nominal S/MWh) | Met-Ed Zone Adjusted On-Peak (Nominal $/MWh) | Met-Ed Zone Adjusted Off-Peak (Nominal $/MWh) | Real-Time, Load-Weighted LMPs ($/MWh)
1 | 2026-01-01 | Jan | 2026 | 71.024 | 56.192 | 71.4664 | 56.542 | Zone | EDC | 2020 | 2021 | 2022 | 2023 | 2024 | Basis Factor
2 | 2026-02-01 | Feb | 2026 | 55.247 | 45.15 | 55.5911 | 45.4312 |  | Western Hub | 20.92 | 38.88 | 74.25 | 31.78 | 33.24
3 | 2026-03-01 | Mar | 2026 | 48.432 | 41.642 | 48.7337 | 41.9014 | #REF! | Met-Ed | 21.16 | 39.97 | 82.2 | 27.93 | 29.05 | 100.6%
4 | 2026-04-01 | Apr | 2026 | 48.502 | 41.086 | 48.8041 | 41.3419 | Source: PJM State of the Market Report, Tables in chapter 11
5 | 2026-05-01 | May | 2026 | 45.085 | 26.672 | 45.3658 | 26.8381
6 | 2026-06-01 | Jun | 2026 | 81.131 | 33.972 | 81.6364 | 34.1836
7 | 2026-07-01 | Jul | 2026 | 76.914 | 37.462 | 77.3931 | 37.6953
8 | 2026-08-01 | Aug | 2026 | 51.052 | 30.439 | 51.37 | 30.6286
9 | 2026-09-01 | Sep | 2026 | 48.05 | 29.1 | 48.3493 | 29.2813
10 | 2026-10-01 | Oct | 2026 | 47.7 | 32.6 | 47.9971 | 32.8031
11 | 2026-11-01 | Nov | 2026 | 47.7 | 37 | 47.9971 | 37.2305
12 | 2026-12-01 | Dec | 2026 | 56.15 | 46.2 | 56.4998 | 46.4878
13 | 2027-01-01 | Jan | 2027 | 78.95 | 65.15 | 79.4418 | 65.5558
14 | 2027-02-01 | Feb | 2027 | 66.75 | 55.85 | 67.1658 | 56.1979
15 | 2027-03-01 | Mar | 2027 | 50.55 | 41.6 | 50.8649 | 41.8591
16 | 2027-04-01 | Apr | 2027 | 51 | 38.7 | 51.3177 | 38.9411
17 | 2027-05-01 | May | 2027 | 51.5 | 33.55 | 51.8208 | 33.759
18 | 2027-06-01 | Jun | 2027 | 57.9 | 34 | 58.2607 | 34.2118
19 | 2027-07-01 | Jul | 2027 | 85 | 43 | 85.5295 | 43.2678
20 | 2027-08-01 | Aug | 2027 | 74.35 | 37.05 | 74.8131 | 37.2808
21 | 2027-09-01 | Sep | 2027 | 56.3 | 34.05 | 56.6507 | 34.2621
22 | 2027-10-01 | Oct | 2027 | 53.9 | 37.45 | 54.2357 | 37.6833
23 | 2027-11-01 | Nov | 2027 | 52.5 | 42 | 52.827 | 42.2616
24 | 2027-12-01 | Dec | 2027 | 61.7 | 51.8 | 62.0843 | 52.1227
25 | 2028-01-01 | Jan | 2028 | 85.55 | 70.45 | 86.0829 | 70.8888
26 | 2028-02-01 | Feb | 2028 | 72.95 | 61.75 | 73.4044 | 62.1346
27 | 2028-03-01 | Mar | 2028 | 51.95 | 43 | 52.2736 | 43.2678
28 | 2028-04-01 | Apr | 2028 | 51.25 | 39.3 | 51.5692 | 39.5448
29 | 2028-05-01 | May | 2028 | 51.65 | 33.35 | 51.9717 | 33.5577
30 | 2028-06-01 | Jun | 2028 | 58.2 | 33.55 | 58.5625 | 33.759
31 | 2028-07-01 | Jul | 2028 | 87.45 | 41.7 | 87.9947 | 41.9597
32 | 2028-08-01 | Aug | 2028 | 76.3 | 38.3 | 76.7753 | 38.5386
33 | 2028-09-01 | Sep | 2028 | 56.75 | 31.05 | 57.1035 | 31.2434
34 | 2028-10-01 | Oct | 2028 | 53.85 | 36.8 | 54.1854 | 37.0292
35 | 2028-11-01 | Nov | 2028 | 52.8 | 42.45 | 53.1289 | 42.7144
36 | 2028-12-01 | Dec | 2028 | 61.45 | 51.1 | 61.8328 | 51.4183
37 | 2029-01-01 | Jan | 2029 | 82.5 | 70.65 | 83.0139 | 71.0901
38 | 2029-02-01 | Feb | 2029 | 76.5 | 64.05 | 76.9765 | 64.449
39 | 2029-03-01 | Mar | 2029 | 51.95 | 42.4 | 52.2736 | 42.6641
40 | 2029-04-01 | Apr | 2029 | 50.7 | 37.35 | 51.0158 | 37.5827
41 | 2029-05-01 | May | 2029 | 51.45 | 34.9 | 51.7705 | 35.1174
42 | 2029-06-01 | Jun | 2029 | 57.15 | 34.15 | 57.506 | 34.3627
43 | 2029-07-01 | Jul | 2029 | 88.2 | 40.9 | 88.7494 | 41.1548
44 | 2029-08-01 | Aug | 2029 | 77.45 | 37.6 | 77.9324 | 37.8342
45 | 2029-09-01 | Sep | 2029 | 55.95 | 34.45 | 56.2985 | 34.6646
46 | 2029-10-01 | Oct | 2029 | 51.05 | 35.35 | 51.368 | 35.5702
47 | 2029-11-01 | Nov | 2029 | 54.25 | 40.55 | 54.5879 | 40.8026
48 | 2029-12-01 | Dec | 2029 | 65 | 50.3 | 65.4049 | 50.6133
49 | 2030-01-01 | Jan | 2030 | 83.2 | 69.15 | 83.7182 | 69.5807
50 | 2030-02-01 | Feb | 2030 | 76.75 | 62.7 | 77.2281 | 63.0906
51 | 2030-03-01 | Mar | 2030 | 55.8 | 46.2 | 56.1476 | 46.4878
52 | 2030-04-01 | Apr | 2030 | 52.9 | 37.15 | 53.2295 | 37.3814
53 | 2030-05-01 | May | 2030 | 54.8 | 35.6 | 55.1413 | 35.8218
54 | 2030-06-01 | Jun | 2030 | 59 | 34.75 | 59.3675 | 34.9665
55 | 2030-07-01 | Jul | 2030 | 82.15 | 41.75 | 82.6617 | 42.0101
56 | 2030-08-01 | Aug | 2030 | 70.85 | 38.4 | 71.2913 | 38.6392
57 | 2030-09-01 | Sep | 2030 | 57.25 | 34.85 | 57.6066 | 35.0671
58 | 2030-10-01 | Oct | 2030 | 52.5 | 35.55 | 52.827 | 35.7714
59 | 2030-11-01 | Nov | 2030 | 56.25 | 41 | 56.6004 | 41.2554
60 | 2030-12-01 | Dec | 2030 | 68.65 | 55.8 | 69.0776 | 56.1476
End of Segment I

## NG Futures
Natural Gas Futures
Status | Data Needed: TRC Order Section
Complete | NYMEX Natural Gas Futures at Henry Hub: B.2.b.i Page 15
Complete | EIA AEO Mid Atlantic Natural Gas Price Forecast in Real Dollars: B.2.b.iii Page 16
Record Field | Period | Month | Year | NYMEX: Henry Hub Natural Gas Price (Nominal $/MMBTU) | NYMEX: Met-Ed Natural Gas Price (Nominal $/MMBTU) | EIA AEO Gas Prices (Nominal $/MMBTU) | Met-Ed Natural Gas Price (Nominal $/MMBTU) |  | EIA AEO Mid-Atlantic Data (Electric Power, Natural Gas 2024 Dollars) [$/MMBTU]
1 | 2026-01-01 | Jan | 2026 | 4.154 | 6.1562 | 5.8283 | 6.1562 |  | 3 | 4 | 5 | 6 | 7 | 8 | 9 | 10 | 11 | 12 | 13 | 14 | 15 | 16 | 17 | 18 | 19 | 20 | 21 | 22 | 23 | 24
2 | 2026-02-01 | Feb | 2026 | 3.924 | 5.308 | 4.9941 | 5.308 | Year | 2025 | 2026 | 2027 | 2028 | 2029 | 2030 | 2031 | 2032 | 2033 | 2034 | 2035 | 2036 | 2037 | 2038 | 2039 | 2040 | 2041 | 2042 | 2043 | 2044 | 2045 | 2046
3 | 2026-03-01 | Mar | 2026 | 3.542 | 3.216 | 2.9387 | 3.216 | Real | 2.7247 | 2.7802 | 2.6369 | 2.5768 | 2.6437 | 2.7737 | 2.8665 | 3.223 | 3.4834 | 3.598 | 3.6316 | 3.6108 | 3.5182 | 3.3769 | 3.2569 | 3.2155 | 3.2524 | 3.2982 | 3.344 | 3.3472 | 3.3295 | 3.3936
4 | 2026-04-01 | Apr | 2026 | 3.408 | 3.0317 | 2.4971 | 3.0317 | Nominal | 2.8914 | 3.0094 | 2.9114 | 2.9019 | 3.0368 | 3.2498 | 3.4257 | 3.9288 | 4.3312 | 4.5631 | 4.6979 | 4.7644 | 4.735 | 4.6357 | 4.5605 | 4.5925 | 4.7382 | 4.9009 | 5.0684 | 5.1747 | 5.2503 | 5.4583
5 | 2026-05-01 | May | 2026 | 3.437 | 2.6905 | 2.1496 | 2.6905
6 | 2026-06-01 | Jun | 2026 | 3.613 | 2.799 | 2.2181 | 2.799
7 | 2026-07-01 | Jul | 2026 | 3.813 | 2.9758 | 2.3447 | 2.9758
8 | 2026-08-01 | Aug | 2026 | 3.875 | 3.0282 | 2.3944 | 3.0282
9 | 2026-09-01 | Sep | 2026 | 3.837 | 2.6103 | 2.0437 | 2.6103
10 | 2026-10-01 | Oct | 2026 | 3.883 | 2.5132 | 1.9776 | 2.5132
11 | 2026-11-01 | Nov | 2026 | 4.097 | 3.1798 | 2.5554 | 3.1798
12 | 2026-12-01 | Dec | 2026 | 4.497 | 4.9863 | 4.1709 | 4.9863
13 | 2027-01-01 | Jan | 2027 | 4.749 | 6.7512 | 5.6385 | 6.7512
14 | 2027-02-01 | Feb | 2027 | 4.379 | 5.763 | 4.8315 | 5.763
15 | 2027-03-01 | Mar | 2027 | 3.803 | 3.477 | 2.843 | 3.477
16 | 2027-04-01 | Apr | 2027 | 3.418 | 3.0418 | 2.4158 | 3.0418
17 | 2027-05-01 | May | 2027 | 3.394 | 2.6475 | 2.0796 | 2.6475
18 | 2027-06-01 | Jun | 2027 | 3.542 | 2.728 | 2.1458 | 2.728
19 | 2027-07-01 | Jul | 2027 | 3.72 | 2.8828 | 2.2684 | 2.8828
20 | 2027-08-01 | Aug | 2027 | 3.78 | 2.9332 | 2.3165 | 2.9332
21 | 2027-09-01 | Sep | 2027 | 3.746 | 2.5192 | 1.9771 | 2.5192
22 | 2027-10-01 | Oct | 2027 | 3.803 | 2.4332 | 1.9132 | 2.4332
23 | 2027-11-01 | Nov | 2027 | 4.011 | 3.0938 | 2.4722 | 3.0938
24 | 2027-12-01 | Dec | 2027 | 4.436 | 4.9253 | 4.0351 | 4.9253
25 | 2028-01-01 | Jan | 2028 | 4.734 | 6.7363 | 5.6202 | 6.7363
26 | 2028-02-01 | Feb | 2028 | 4.393 | 5.777 | 4.8157 | 5.777
27 | 2028-03-01 | Mar | 2028 | 3.768 | 3.442 | 2.8337 | 3.442
28 | 2028-04-01 | Apr | 2028 | 3.298 | 2.9218 | 2.4079 | 2.9218
29 | 2028-05-01 | May | 2028 | 3.269 | 2.5225 | 2.0729 | 2.5225
30 | 2028-06-01 | Jun | 2028 | 3.42 | 2.606 | 2.1389 | 2.606
31 | 2028-07-01 | Jul | 2028 | 3.595 | 2.7578 | 2.261 | 2.7578
32 | 2028-08-01 | Aug | 2028 | 3.664 | 2.8173 | 2.3089 | 2.8173
33 | 2028-09-01 | Sep | 2028 | 3.648 | 2.4213 | 1.9707 | 2.4213
34 | 2028-10-01 | Oct | 2028 | 3.715 | 2.3452 | 1.907 | 2.3452
35 | 2028-11-01 | Nov | 2028 | 3.958 | 3.0408 | 2.4641 | 3.0408
36 | 2028-12-01 | Dec | 2028 | 4.41 | 4.8993 | 4.0219 | 4.8993
37 | 2029-01-01 | Jan | 2029 | 4.675 | 6.6772 | 5.8813 | 6.6772
38 | 2029-02-01 | Feb | 2029 | 4.333 | 5.717 | 5.0395 | 5.717
39 | 2029-03-01 | Mar | 2029 | 3.639 | 3.313 | 2.9654 | 3.313
40 | 2029-04-01 | Apr | 2029 | 3.175 | 2.7988 | 2.5198 | 2.7988
41 | 2029-05-01 | May | 2029 | 3.154 | 2.4075 | 2.1692 | 2.4075
42 | 2029-06-01 | Jun | 2029 | 3.304 | 2.49 | 2.2382 | 2.49
43 | 2029-07-01 | Jul | 2029 | 3.474 | 2.6368 | 2.3661 | 2.6368
44 | 2029-08-01 | Aug | 2029 | 3.544 | 2.6972 | 2.4162 | 2.6972
45 | 2029-09-01 | Sep | 2029 | 3.538 | 2.3112 | 2.0623 | 2.3112
46 | 2029-10-01 | Oct | 2029 | 3.611 | 2.2412 | 1.9956 | 2.2412
47 | 2029-11-01 | Nov | 2029 | 3.798 | 2.8807 | 2.5786 | 2.8807
48 | 2029-12-01 | Dec | 2029 | 4.239 | 4.7283 | 4.2088 | 4.7283
49 | 2030-01-01 | Jan | 2030 | 4.505 | 6.5473 | 6.294 | 6.5473
50 | 2030-02-01 | Feb | 2030 | 4.22 | 5.6317 | 5.3931 | 5.6317
51 | 2030-03-01 | Mar | 2030 | 3.569 | 3.2365 | 3.1735 | 3.2365
52 | 2030-04-01 | Apr | 2030 | 3.066 | 2.6822 | 2.6966 | 2.6822
53 | 2030-05-01 | May | 2030 | 3.036 | 2.2746 | 2.3214 | 2.2746
54 | 2030-06-01 | Jun | 2030 | 3.172 | 2.3417 | 2.3953 | 2.3417
55 | 2030-07-01 | Jul | 2030 | 3.323 | 2.469 | 2.5321 | 2.469
56 | 2030-08-01 | Aug | 2030 | 3.39 | 2.5263 | 2.5858 | 2.5263
57 | 2030-09-01 | Sep | 2030 | 3.366 | 2.1147 | 2.207 | 2.1147
58 | 2030-10-01 | Oct | 2030 | 3.441 | 2.0439 | 2.1356 | 2.0439
59 | 2030-11-01 | Nov | 2030 | 3.632 | 2.6964 | 2.7596 | 2.6964
60 | 2030-12-01 | Dec | 2030 | 4.064 | 4.563 | 4.5041 | 4.563
61 | 2031-01-01 | Jan | 2031 | 4.334 | 6.4171 | 6.6346 | 6.4482
62 | 2031-02-01 | Feb | 2031 | 4.064 | 5.5039 | 5.685 | 5.5298
63 | 2031-03-01 | Mar | 2031 | 3.429 | 3.0898 | 3.3452 | 3.1263
64 | 2031-04-01 | Apr | 2031 | 3.032 | 2.6405 | 2.8425 | 2.6694
65 | 2031-05-01 | May | 2031 | 3.05 | 2.2733 | 2.447 | 2.2982
66 | 2031-06-01 | Jun | 2031 | 3.185 | 2.3381 | 2.5249 | 2.3648
67 | 2031-07-01 | Jul | 2031 | 3.331 | 2.4599 | 2.6691 | 2.4898
68 | 2031-08-01 | Aug | 2031 | 3.359 | 2.478 | 2.7257 | 2.5134
69 | 2031-09-01 | Sep | 2031 | 3.325 | 2.0487 | 2.3264 | 2.0884
70 | 2031-10-01 | Oct | 2031 | 3.388 | 1.9629 | 2.2512 | 2.0041
71 | 2031-11-01 | Nov | 2031 | 3.581 | 2.6267 | 2.9089 | 2.667
72 | 2031-12-01 | Dec | 2031 | 4.028 | 4.537 | 4.7479 | 4.5671
73 | 2032-01-01 | Jan | 2032 | 4.298 | 6.4228 | 7.609 | 6.7617
74 | 2032-02-01 | Feb | 2032 | 4.028 | 5.4967 | 6.5199 | 5.789
75 | 2032-03-01 | Mar | 2032 | 3.363 | 3.017 | 3.8365 | 3.2512
76 | 2032-04-01 | Apr | 2032 | 2.883 | 2.4837 | 3.26 | 2.7055
77 | 2032-05-01 | May | 2032 | 2.863 | 2.0708 | 2.8064 | 2.281
78 | 2032-06-01 | Jun | 2032 | 3.013 | 2.1492 | 2.8957 | 2.3625
79 | 2032-07-01 | Jul | 2032 | 3.173 | 2.2845 | 3.0611 | 2.5064
80 | 2032-08-01 | Aug | 2032 | 3.205 | 2.3064 | 3.126 | 2.5406
81 | 2032-09-01 | Sep | 2032 | 3.18 | 1.8782 | 2.6681 | 2.1038
82 | 2032-10-01 | Oct | 2032 | 3.255 | 1.8014 | 2.5818 | 2.0244
83 | 2032-11-01 | Nov | 2032 | 3.485 | 2.5116 | 3.3361 | 2.7472
84 | 2032-12-01 | Dec | 2032 | 3.915 | 4.4342 | 5.4452 | 4.723
85 | 2033-01-01 | Jan | 2033 | 4.165 | 6.3323 | 8.3882 | 7.2134
86 | 2033-02-01 | Feb | 2033 | 3.9 | 5.3981 | 7.1876 | 6.165
87 | 2033-03-01 | Mar | 2033 | 3.28 | 2.9271 | 4.2294 | 3.4853
88 | 2033-04-01 | Apr | 2033 | 2.83 | 2.4227 | 3.5938 | 2.9246
89 | 2033-05-01 | May | 2033 | 2.86 | 2.052 | 3.0938 | 2.4985
90 | 2033-06-01 | Jun | 2033 | 3.002 | 2.1209 | 3.1923 | 2.5801
91 | 2033-07-01 | Jul | 2033 | 3.167 | 2.2607 | 3.3746 | 2.7381
92 | 2033-08-01 | Aug | 2033 | 3.207 | 2.2905 | 3.4461 | 2.7857
93 | 2033-09-01 | Sep | 2033 | 3.182 | 1.8541 | 2.9413 | 2.3201
94 | 2033-10-01 | Oct | 2033 | 3.228 | 1.7453 | 2.8462 | 2.2171
95 | 2033-11-01 | Nov | 2033 | 3.488 | 2.4951 | 3.6777 | 3.002
96 | 2033-12-01 | Dec | 2033 | 3.888 | 4.4176 | 6.0028 | 5.097
97 | 2034-01-01 | Jan | 2034 | 4.143 | 6.3536 | 8.8375 | 7.773
98 | 2034-02-01 | Feb | 2034 | 3.903 | 5.431 | 7.5726 | 6.6548
99 | 2034-03-01 | Mar | 2034 | 3.303 | 2.9431 | 4.456 | 3.8076
100 | 2034-04-01 | Apr | 2034 | 2.903 | 2.4876 | 3.7863 | 3.2297
101 | 2034-05-01 | May | 2034 | 2.933 | 2.1088 | 3.2595 | 2.7663
102 | 2034-06-01 | Jun | 2034 | 3.063 | 2.1643 | 3.3633 | 2.8494
103 | 2034-07-01 | Jul | 2034 | 3.208 | 2.2836 | 3.5553 | 3.0103
104 | 2034-08-01 | Aug | 2034 | 3.248 | 2.3131 | 3.6307 | 3.066
105 | 2034-09-01 | Sep | 2034 | 3.263 | 1.9086 | 3.0988 | 2.5887
106 | 2034-10-01 | Oct | 2034 | 3.309 | 1.7967 | 2.9986 | 2.4835
107 | 2034-11-01 | Nov | 2034 | 3.549 | 2.5363 | 3.8747 | 3.3011
108 | 2034-12-01 | Dec | 2034 | 3.949 | 4.4892 | 6.3243 | 5.5378
109 | 2035-01-01 | Jan | 2035 | 4.169 | 6.4239 | 9.0985 | 8.3343
110 | 2035-02-01 | Feb | 2035 | 3.929 | 5.4876 | 7.7962 | 7.1366
111 | 2035-03-01 | Mar | 2035 | 3.499 | 3.1319 | 4.5875 | 4.1716
112 | 2035-04-01 | Apr | 2035 | 3.169 | 2.7453 | 3.8981 | 3.5688
113 | 2035-05-01 | May | 2035 | 3.147 | 2.3063 | 3.3557 | 3.0559
114 | 2035-06-01 | Jun | 2035 | 3.182 | 2.2653 | 3.4626 | 3.1205
115 | 2035-07-01 | Jul | 2035 | 3.222 | 2.2791 | 3.6603 | 3.2657
116 | 2035-08-01 | Aug | 2035 | 3.262 | 2.3084 | 3.7379 | 3.3295
117 | 2035-09-01 | Sep | 2035 | 3.277 | 1.8955 | 3.1903 | 2.8204
118 | 2035-10-01 | Oct | 2035 | 3.323 | 1.7804 | 3.0872 | 2.7138
119 | 2035-11-01 | Nov | 2035 | 3.523 | 2.49 | 3.9891 | 3.5608
120 | 2035-12-01 | Dec | 2035 | 3.823 | 4.374 | 6.5111 | 5.9005
121 | 2036-01-01 | Jan | 2036 | 4.093 | 6.393 | 9.2273 | 8.8224
122 | 2036-02-01 | Feb | 2036 | 3.923 | 5.5128 | 7.9066 | 7.5646
123 | 2036-03-01 | Mar | 2036 | 3.653 | 3.2785 | 4.6525 | 4.4562
124 | 2036-04-01 | Apr | 2036 | 3.323 | 2.8908 | 3.9533 | 3.8015
125 | 2036-05-01 | May | 2036 | 3.301 | 2.4435 | 3.4033 | 3.2661
126 | 2036-06-01 | Jun | 2036 | 3.336 | 2.401 | 3.5116 | 3.3529
127 | 2036-07-01 | Jul | 2036 | 3.376 | 2.4143 | 3.7121 | 3.5267
128 | 2036-08-01 | Aug | 2036 | 3.416 | 2.4434 | 3.7908 | 3.5983
129 | 2036-09-01 | Sep | 2036 | 3.431 | 2.0218 | 3.2355 | 3.0621
130 | 2036-10-01 | Oct | 2036 | 3.477 | 1.9036 | 3.1309 | 2.9556
131 | 2036-11-01 | Nov | 2036 | 3.549 | 2.4954 | 4.0456 | 3.8242
132 | 2036-12-01 | Dec | 2036 | 3.704 | 4.266 | 6.6033 | 6.2694
133 | 2037-01-01 | Jan | 2037 | 3.929 | 6.275 | 9.1703 | 9.1703
134 | 2037-02-01 | Feb | 2037 | 3.779 | 5.4006 | 7.8577 | 7.8577
135 | 2037-03-01 | Mar | 2037 | 3.579 | 3.197 | 4.6238 | 4.6238
136 | 2037-04-01 | Apr | 2037 | 3.249 | 2.8082 | 3.9289 | 3.9289
137 | 2037-05-01 | May | 2037 | 3.227 | 2.3524 | 3.3822 | 3.3822
138 | 2037-06-01 | Jun | 2037 | 3.262 | 2.3083 | 3.4899 | 3.4899
139 | 2037-07-01 | Jul | 2037 | 3.302 | 2.321 | 3.6892 | 3.6892
140 | 2037-08-01 | Aug | 2037 | 3.342 | 2.3499 | 3.7674 | 3.7674
141 | 2037-09-01 | Sep | 2037 | 3.357 | 1.9197 | 3.2155 | 3.2155
142 | 2037-10-01 | Oct | 2037 | 3.403 | 1.7981 | 3.1116 | 3.1116
143 | 2037-11-01 | Nov | 2037 | 3.475 | 2.4003 | 4.0206 | 4.0206
144 | 2037-12-01 | Dec | 2037 | 3.515 | 4.0882 | 6.5625 | 6.5625
145 | 2038-01-01 | Jan | 2038 |  |  | 8.9781 | 8.9781
146 | 2038-02-01 | Feb | 2038 |  |  | 7.693 | 7.693
147 | 2038-03-01 | Mar | 2038 |  |  | 4.5268 | 4.5268
148 | 2038-04-01 | Apr | 2038 |  |  | 3.8465 | 3.8465
149 | 2038-05-01 | May | 2038 |  |  | 3.3113 | 3.3113
150 | 2038-06-01 | Jun | 2038 |  |  | 3.4168 | 3.4168
151 | 2038-07-01 | Jul | 2038 |  |  | 3.6119 | 3.6119
152 | 2038-08-01 | Aug | 2038 |  |  | 3.6884 | 3.6884
153 | 2038-09-01 | Sep | 2038 |  |  | 3.1481 | 3.1481
154 | 2038-10-01 | Oct | 2038 |  |  | 3.0463 | 3.0463
155 | 2038-11-01 | Nov | 2038 |  |  | 3.9363 | 3.9363
156 | 2038-12-01 | Dec | 2038 |  |  | 6.4249 | 6.4249
157 | 2039-01-01 | Jan | 2039 |  |  | 8.8324 | 8.8324
158 | 2039-02-01 | Feb | 2039 |  |  | 7.5682 | 7.5682
159 | 2039-03-01 | Mar | 2039 |  |  | 4.4534 | 4.4534
160 | 2039-04-01 | Apr | 2039 |  |  | 3.7841 | 3.7841
161 | 2039-05-01 | May | 2039 |  |  | 3.2576 | 3.2576
162 | 2039-06-01 | Jun | 2039 |  |  | 3.3613 | 3.3613
163 | 2039-07-01 | Jul | 2039 |  |  | 3.5533 | 3.5533
164 | 2039-08-01 | Aug | 2039 |  |  | 3.6286 | 3.6286
165 | 2039-09-01 | Sep | 2039 |  |  | 3.097 | 3.097
166 | 2039-10-01 | Oct | 2039 |  |  | 2.9969 | 2.9969
167 | 2039-11-01 | Nov | 2039 |  |  | 3.8725 | 3.8725
168 | 2039-12-01 | Dec | 2039 |  |  | 6.3207 | 6.3207
169 | 2040-01-01 | Jan | 2040 |  |  | 8.8944 | 8.8944
170 | 2040-02-01 | Feb | 2040 |  |  | 7.6213 | 7.6213
171 | 2040-03-01 | Mar | 2040 |  |  | 4.4847 | 4.4847
172 | 2040-04-01 | Apr | 2040 |  |  | 3.8107 | 3.8107
173 | 2040-05-01 | May | 2040 |  |  | 3.2805 | 3.2805
174 | 2040-06-01 | Jun | 2040 |  |  | 3.3849 | 3.3849
175 | 2040-07-01 | Jul | 2040 |  |  | 3.5782 | 3.5782
176 | 2040-08-01 | Aug | 2040 |  |  | 3.6541 | 3.6541
177 | 2040-09-01 | Sep | 2040 |  |  | 3.1188 | 3.1188
178 | 2040-10-01 | Oct | 2040 |  |  | 3.0179 | 3.0179
179 | 2040-11-01 | Nov | 2040 |  |  | 3.8997 | 3.8997
180 | 2040-12-01 | Dec | 2040 |  |  | 6.3651 | 6.3651
181 | 2041-01-01 | Jan | 2041 |  |  | 9.1765 | 9.1765
182 | 2041-02-01 | Feb | 2041 |  |  | 7.863 | 7.863
183 | 2041-03-01 | Mar | 2041 |  |  | 4.6269 | 4.6269
184 | 2041-04-01 | Apr | 2041 |  |  | 3.9316 | 3.9316
185 | 2041-05-01 | May | 2041 |  |  | 3.3845 | 3.3845
186 | 2041-06-01 | Jun | 2041 |  |  | 3.4923 | 3.4923
187 | 2041-07-01 | Jul | 2041 |  |  | 3.6917 | 3.6917
188 | 2041-08-01 | Aug | 2041 |  |  | 3.77 | 3.77
189 | 2041-09-01 | Sep | 2041 |  |  | 3.2177 | 3.2177
190 | 2041-10-01 | Oct | 2041 |  |  | 3.1137 | 3.1137
191 | 2041-11-01 | Nov | 2041 |  |  | 4.0233 | 4.0233
192 | 2041-12-01 | Dec | 2041 |  |  | 6.5669 | 6.5669
193 | 2042-01-01 | Jan | 2042 |  |  | 9.4916 | 9.4916
194 | 2042-02-01 | Feb | 2042 |  |  | 8.1331 | 8.1331
195 | 2042-03-01 | Mar | 2042 |  |  | 4.7858 | 4.7858
196 | 2042-04-01 | Apr | 2042 |  |  | 4.0666 | 4.0666
197 | 2042-05-01 | May | 2042 |  |  | 3.5007 | 3.5007
198 | 2042-06-01 | Jun | 2042 |  |  | 3.6122 | 3.6122
199 | 2042-07-01 | Jul | 2042 |  |  | 3.8185 | 3.8185
200 | 2042-08-01 | Aug | 2042 |  |  | 3.8994 | 3.8994
201 | 2042-09-01 | Sep | 2042 |  |  | 3.3282 | 3.3282
202 | 2042-10-01 | Oct | 2042 |  |  | 3.2206 | 3.2206
203 | 2042-11-01 | Nov | 2042 |  |  | 4.1615 | 4.1615
204 | 2042-12-01 | Dec | 2042 |  |  | 6.7924 | 6.7924
205 | 2043-01-01 | Jan | 2043 |  |  | 9.8161 | 9.8161
206 | 2043-02-01 | Feb | 2043 |  |  | 8.4111 | 8.4111
207 | 2043-03-01 | Mar | 2043 |  |  | 4.9494 | 4.9494
208 | 2043-04-01 | Apr | 2043 |  |  | 4.2056 | 4.2056
209 | 2043-05-01 | May | 2043 |  |  | 3.6204 | 3.6204
210 | 2043-06-01 | Jun | 2043 |  |  | 3.7357 | 3.7357
211 | 2043-07-01 | Jul | 2043 |  |  | 3.949 | 3.949
212 | 2043-08-01 | Aug | 2043 |  |  | 4.0327 | 4.0327
213 | 2043-09-01 | Sep | 2043 |  |  | 3.442 | 3.442
214 | 2043-10-01 | Oct | 2043 |  |  | 3.3307 | 3.3307
215 | 2043-11-01 | Nov | 2043 |  |  | 4.3038 | 4.3038
216 | 2043-12-01 | Dec | 2043 |  |  | 7.0246 | 7.0246
217 | 2044-01-01 | Jan | 2044 |  |  | 10.022 | 10.022
218 | 2044-02-01 | Feb | 2044 |  |  | 8.5875 | 8.5875
219 | 2044-03-01 | Mar | 2044 |  |  | 5.0532 | 5.0532
220 | 2044-04-01 | Apr | 2044 |  |  | 4.2938 | 4.2938
221 | 2044-05-01 | May | 2044 |  |  | 3.6964 | 3.6964
222 | 2044-06-01 | Jun | 2044 |  |  | 3.814 | 3.814
223 | 2044-07-01 | Jul | 2044 |  |  | 4.0318 | 4.0318
224 | 2044-08-01 | Aug | 2044 |  |  | 4.1173 | 4.1173
225 | 2044-09-01 | Sep | 2044 |  |  | 3.5142 | 3.5142
226 | 2044-10-01 | Oct | 2044 |  |  | 3.4005 | 3.4005
227 | 2044-11-01 | Nov | 2044 |  |  | 4.394 | 4.394
228 | 2044-12-01 | Dec | 2044 |  |  | 7.172 | 7.172
229 | 2045-01-01 | Jan | 2045 |  |  | 10.1684 | 10.1684
230 | 2045-02-01 | Feb | 2045 |  |  | 8.713 | 8.713
231 | 2045-03-01 | Mar | 2045 |  |  | 5.127 | 5.127
232 | 2045-04-01 | Apr | 2045 |  |  | 4.3565 | 4.3565
233 | 2045-05-01 | May | 2045 |  |  | 3.7504 | 3.7504
234 | 2045-06-01 | Jun | 2045 |  |  | 3.8698 | 3.8698
235 | 2045-07-01 | Jul | 2045 |  |  | 4.0907 | 4.0907
236 | 2045-08-01 | Aug | 2045 |  |  | 4.1775 | 4.1775
237 | 2045-09-01 | Sep | 2045 |  |  | 3.5655 | 3.5655
238 | 2045-10-01 | Oct | 2045 |  |  | 3.4502 | 3.4502
239 | 2045-11-01 | Nov | 2045 |  |  | 4.4582 | 4.4582
240 | 2045-12-01 | Dec | 2045 |  |  | 7.2767 | 7.2767
241 | 2046-01-01 | Jan | 2046 |  |  | 10.5712 | 10.5712
242 | 2046-02-01 | Feb | 2046 |  |  | 9.0581 | 9.0581
243 | 2046-03-01 | Mar | 2046 |  |  | 5.3301 | 5.3301
244 | 2046-04-01 | Apr | 2046 |  |  | 4.5291 | 4.5291
245 | 2046-05-01 | May | 2046 |  |  | 3.8989 | 3.8989
246 | 2046-06-01 | Jun | 2046 |  |  | 4.0231 | 4.0231
247 | 2046-07-01 | Jul | 2046 |  |  | 4.2528 | 4.2528
248 | 2046-08-01 | Aug | 2046 |  |  | 4.343 | 4.343
249 | 2046-09-01 | Sep | 2046 |  |  | 3.7068 | 3.7068
250 | 2046-10-01 | Oct | 2046 |  |  | 3.5869 | 3.5869
251 | 2046-11-01 | Nov | 2046 |  |  | 4.6349 | 4.6349
252 | 2046-12-01 | Dec | 2046 |  |  | 7.565 | 7.565
253 | 2047-01-01 | Jan | 2047 |  |  | 0 | 0
254 | 2047-02-01 | Feb | 2047 |  |  | 0 | 0
255 | 2047-03-01 | Mar | 2047 |  |  | 0 | 0
256 | 2047-04-01 | Apr | 2047 |  |  | 0 | 0
257 | 2047-05-01 | May | 2047 |  |  | 0 | 0
258 | 2047-06-01 | Jun | 2047 |  |  | 0 | 0
259 | 2047-07-01 | Jul | 2047 |  |  | 0 | 0
260 | 2047-08-01 | Aug | 2047 |  |  | 0 | 0
261 | 2047-09-01 | Sep | 2047 |  |  | 0 | 0
262 | 2047-10-01 | Oct | 2047 |  |  | 0 | 0
263 | 2047-11-01 | Nov | 2047 |  |  | 0 | 0
264 | 2047-12-01 | Dec | 2047 |  |  | 0 | 0

## Avoided AC
Record Field | Period | Month | Year | Season | Met-Ed Zone Adjusted On-Peak (Nominal $/MWh) | Met-Ed Zone Adjusted Off-Peak (Nominal $/MWh) | Met-Ed Zone NG Converted On-Peak (Nominal $/MWh) | Met-Ed Zone NG Converted Off-Peak (Nominal $/MWh) | Met-Ed Zone Spark Spread On-Peak (Nominal $/MWh) | Met-Ed Zone Spark Spread Off-Peak (Nominal $/MWh) | Met-Ed Zone On-Peak (Nominal $/MWh) | Met-Ed Zone Off-Peak (Nominal $/MWh)
1 | 2026-01-01 | Jan | 2026 | Winter | 71.4664 | 56.542 | 67.9034 | 46.7629 | 3.563 | 9.7791 | 71.4664 | 56.542
2 | 2026-02-01 | Feb | 2026 | Winter | 55.5911 | 45.4312 | 58.5472 | 40.3196 | -2.9561 | 5.1117 | 55.5911 | 45.4312
3 | 2026-03-01 | Mar | 2026 | Shoulder | 48.7337 | 41.9014 | 35.4725 | 24.4287 | 13.2612 | 17.4727 | 48.7337 | 41.9014
4 | 2026-04-01 | Apr | 2026 | Shoulder | 48.8041 | 41.3419 | 33.4402 | 23.0292 | 15.3639 | 18.3128 | 48.8041 | 41.3419
5 | 2026-05-01 | May | 2026 | Summer | 45.3658 | 26.8381 | 29.6762 | 20.437 | 15.6896 | 6.4011 | 45.3658 | 26.8381
6 | 2026-06-01 | Jun | 2026 | Summer | 81.6364 | 34.1836 | 30.873 | 21.2612 | 50.7634 | 12.9224 | 81.6364 | 34.1836
7 | 2026-07-01 | Jul | 2026 | Summer | 77.3931 | 37.6953 | 32.8225 | 22.6038 | 44.5706 | 15.0916 | 77.3931 | 37.6953
8 | 2026-08-01 | Aug | 2026 | Summer | 51.37 | 30.6286 | 33.4016 | 23.0026 | 17.9684 | 7.626 | 51.37 | 30.6286
9 | 2026-09-01 | Sep | 2026 | Summer | 48.3493 | 29.2813 | 28.7911 | 19.8275 | 19.5582 | 9.4538 | 48.3493 | 29.2813
10 | 2026-10-01 | Oct | 2026 | Shoulder | 47.9971 | 32.8031 | 27.7211 | 19.0906 | 20.276 | 13.7124 | 47.9971 | 32.8031
11 | 2026-11-01 | Nov | 2026 | Shoulder | 47.9971 | 37.2305 | 35.0726 | 24.1534 | 12.9245 | 13.0771 | 47.9971 | 37.2305
12 | 2026-12-01 | Dec | 2026 | Winter | 56.4998 | 46.4878 | 54.9983 | 37.8756 | 1.5014 | 8.6122 | 56.4998 | 46.4878
13 | 2027-01-01 | Jan | 2027 | Winter | 79.4418 | 65.5558 | 74.4663 | 51.2825 | 4.9755 | 14.2733 | 79.4418 | 65.5558
14 | 2027-02-01 | Feb | 2027 | Winter | 67.1658 | 56.1979 | 63.5659 | 43.7757 | 3.5999 | 12.4221 | 67.1658 | 56.1979
15 | 2027-03-01 | Mar | 2027 | Shoulder | 50.8649 | 41.8591 | 38.3513 | 26.4113 | 12.5136 | 15.4478 | 50.8649 | 41.8591
16 | 2027-04-01 | Apr | 2027 | Shoulder | 51.3177 | 38.9411 | 33.5505 | 23.1051 | 17.7672 | 15.8359 | 51.3177 | 38.9411
17 | 2027-05-01 | May | 2027 | Summer | 51.8208 | 33.759 | 29.2019 | 20.1104 | 22.6189 | 13.6486 | 51.8208 | 33.759
18 | 2027-06-01 | Jun | 2027 | Summer | 58.2607 | 34.2118 | 30.0898 | 20.7219 | 28.1708 | 13.4899 | 58.2607 | 34.2118
19 | 2027-07-01 | Jul | 2027 | Summer | 85.5295 | 43.2678 | 31.7967 | 21.8974 | 53.7327 | 21.3705 | 85.5295 | 43.2678
20 | 2027-08-01 | Aug | 2027 | Summer | 74.8131 | 37.2808 | 32.3537 | 22.281 | 42.4594 | 14.9998 | 74.8131 | 37.2808
21 | 2027-09-01 | Sep | 2027 | Summer | 56.6507 | 34.2621 | 27.7873 | 19.1362 | 28.8634 | 15.1259 | 56.6507 | 34.2621
22 | 2027-10-01 | Oct | 2027 | Shoulder | 54.2357 | 37.6833 | 26.8387 | 18.483 | 27.397 | 19.2003 | 54.2357 | 37.6833
23 | 2027-11-01 | Nov | 2027 | Shoulder | 52.827 | 42.2616 | 34.1241 | 23.5001 | 18.703 | 18.7615 | 52.827 | 42.2616
24 | 2027-12-01 | Dec | 2027 | Winter | 62.0843 | 52.1227 | 54.3255 | 37.4122 | 7.7588 | 14.7105 | 62.0843 | 52.1227
25 | 2028-01-01 | Jan | 2028 | Winter | 86.0829 | 70.8888 | 74.3008 | 51.1686 | 11.7821 | 19.7203 | 86.0829 | 70.8888
26 | 2028-02-01 | Feb | 2028 | Winter | 73.4044 | 62.1346 | 63.7203 | 43.8821 | 9.6841 | 18.2525 | 73.4044 | 62.1346
27 | 2028-03-01 | Mar | 2028 | Shoulder | 52.2736 | 43.2678 | 37.9653 | 26.1454 | 14.3083 | 17.1224 | 52.2736 | 43.2678
28 | 2028-04-01 | Apr | 2028 | Shoulder | 51.5692 | 39.5448 | 32.2269 | 22.1936 | 19.3423 | 17.3512 | 51.5692 | 39.5448
29 | 2028-05-01 | May | 2028 | Summer | 51.9717 | 33.5577 | 27.8232 | 19.1609 | 24.1486 | 14.3968 | 51.9717 | 33.5577
30 | 2028-06-01 | Jun | 2028 | Summer | 58.5625 | 33.759 | 28.7442 | 19.7952 | 29.8183 | 13.9638 | 58.5625 | 33.759
31 | 2028-07-01 | Jul | 2028 | Summer | 87.9947 | 41.9597 | 30.418 | 20.9479 | 57.5767 | 21.0119 | 87.9947 | 41.9597
32 | 2028-08-01 | Aug | 2028 | Summer | 76.7753 | 38.5386 | 31.0743 | 21.3998 | 45.701 | 17.1387 | 76.7753 | 38.5386
33 | 2028-09-01 | Sep | 2028 | Summer | 57.1035 | 31.2434 | 26.7064 | 18.3918 | 30.3971 | 12.8516 | 57.1035 | 31.2434
34 | 2028-10-01 | Oct | 2028 | Shoulder | 54.1854 | 37.0292 | 25.8681 | 17.8145 | 28.3173 | 19.2147 | 54.1854 | 37.0292
35 | 2028-11-01 | Nov | 2028 | Shoulder | 53.1289 | 42.7144 | 33.5395 | 23.0975 | 19.5894 | 19.6169 | 53.1289 | 42.7144
36 | 2028-12-01 | Dec | 2028 | Winter | 61.8328 | 51.4183 | 54.0387 | 37.2147 | 7.794 | 14.2036 | 61.8328 | 51.4183
37 | 2029-01-01 | Jan | 2029 | Winter | 83.0139 | 71.0901 | 73.6501 | 50.7204 | 9.3638 | 20.3697 | 83.0139 | 71.0901
38 | 2029-02-01 | Feb | 2029 | Winter | 76.9765 | 64.449 | 63.0585 | 43.4263 | 13.918 | 21.0226 | 76.9765 | 64.449
39 | 2029-03-01 | Mar | 2029 | Shoulder | 52.2736 | 42.6641 | 36.5424 | 25.1655 | 15.7312 | 17.4986 | 52.2736 | 42.6641
40 | 2029-04-01 | Apr | 2029 | Shoulder | 51.0158 | 37.5827 | 30.8702 | 21.2593 | 20.1456 | 16.3233 | 51.0158 | 37.5827
41 | 2029-05-01 | May | 2029 | Summer | 51.7705 | 35.1174 | 26.5547 | 18.2874 | 25.2158 | 16.83 | 51.7705 | 35.1174
42 | 2029-06-01 | Jun | 2029 | Summer | 57.506 | 34.3627 | 27.4647 | 18.914 | 30.0413 | 15.4487 | 57.506 | 34.3627
43 | 2029-07-01 | Jul | 2029 | Summer | 88.7494 | 41.1548 | 29.0834 | 20.0288 | 59.666 | 21.126 | 88.7494 | 41.1548
44 | 2029-08-01 | Aug | 2029 | Summer | 77.9324 | 37.8342 | 29.7507 | 20.4883 | 48.1818 | 17.3459 | 77.9324 | 37.8342
45 | 2029-09-01 | Sep | 2029 | Summer | 56.2985 | 34.6646 | 25.4931 | 17.5563 | 30.8054 | 17.1083 | 56.2985 | 34.6646
46 | 2029-10-01 | Oct | 2029 | Shoulder | 51.368 | 35.5702 | 24.721 | 17.0245 | 26.647 | 18.5457 | 51.368 | 35.5702
47 | 2029-11-01 | Nov | 2029 | Shoulder | 54.5879 | 40.8026 | 31.7747 | 21.8822 | 22.8132 | 18.9204 | 54.5879 | 40.8026
48 | 2029-12-01 | Dec | 2029 | Winter | 65.4049 | 50.6133 | 52.1526 | 35.9158 | 13.2523 | 14.6975 | 65.4049 | 50.6133
49 | 2030-01-01 | Jan | 2030 | Winter | 83.7182 | 69.5807 | 72.2167 | 49.7333 | 11.5016 | 19.8475 | 83.7182 | 69.5807
50 | 2030-02-01 | Feb | 2030 | Winter | 77.2281 | 63.0906 | 62.1174 | 42.7782 | 15.1106 | 20.3123 | 77.2281 | 63.0906
51 | 2030-03-01 | Mar | 2030 | Shoulder | 56.1476 | 46.4878 | 35.6984 | 24.5843 | 20.4492 | 21.9035 | 56.1476 | 46.4878
52 | 2030-04-01 | Apr | 2030 | Shoulder | 53.2295 | 37.3814 | 29.5849 | 20.3742 | 23.6446 | 17.0072 | 53.2295 | 37.3814
53 | 2030-05-01 | May | 2030 | Summer | 55.1413 | 35.8218 | 25.0885 | 17.2776 | 30.0528 | 18.5441 | 55.1413 | 35.8218
54 | 2030-06-01 | Jun | 2030 | Summer | 59.3675 | 34.9665 | 25.8292 | 17.7877 | 33.5383 | 17.1788 | 59.3675 | 34.9665
55 | 2030-07-01 | Jul | 2030 | Summer | 82.6617 | 42.0101 | 27.2331 | 18.7546 | 55.4286 | 23.2555 | 82.6617 | 42.0101
56 | 2030-08-01 | Aug | 2030 | Summer | 71.2913 | 38.6392 | 27.8653 | 19.1899 | 43.4261 | 19.4493 | 71.2913 | 38.6392
57 | 2030-09-01 | Sep | 2030 | Summer | 57.6066 | 35.0671 | 23.3253 | 16.0634 | 34.2813 | 19.0037 | 57.6066 | 35.0671
58 | 2030-10-01 | Oct | 2030 | Shoulder | 52.827 | 35.7714 | 22.5437 | 15.5251 | 30.2833 | 20.2463 | 52.827 | 35.7714
59 | 2030-11-01 | Nov | 2030 | Shoulder | 56.6004 | 41.2554 | 29.7413 | 20.4819 | 26.859 | 20.7735 | 56.6004 | 41.2554
60 | 2030-12-01 | Dec | 2030 | Winter | 69.0776 | 56.1476 | 50.3303 | 34.6608 | 18.7473 | 21.4868 | 69.0776 | 56.1476
61 | 2031-01-01 | Jan | 2031 | Winter | 0 | 0 | 71.1237 | 48.9806 | 9.6006 | 18.937 | 80.7243 | 67.9176
62 | 2031-02-01 | Feb | 2031 | Winter | 0 | 0 | 60.9935 | 42.0042 | 10.7973 | 18.3753 | 71.7908 | 60.3795
63 | 2031-03-01 | Mar | 2031 | Shoulder | 0 | 0 | 34.4833 | 23.7475 | 16.0769 | 18.3658 | 50.5601 | 42.1133
64 | 2031-04-01 | Apr | 2031 | Shoulder | 0 | 0 | 29.4435 | 20.2768 | 20.6439 | 16.9739 | 50.0874 | 37.2507
65 | 2031-05-01 | May | 2031 | Summer | 0 | 0 | 25.3486 | 17.4568 | 26.0374 | 16.1833 | 51.386 | 33.6401
66 | 2031-06-01 | Jun | 2031 | Summer | 0 | 0 | 26.0837 | 17.963 | 31.0218 | 15.3314 | 57.1055 | 33.2945
67 | 2031-07-01 | Jul | 2031 | Summer | 0 | 0 | 27.4626 | 18.9126 | 57.7735 | 22.1403 | 85.2361 | 41.0529
68 | 2031-08-01 | Aug | 2031 | Summer | 0 | 0 | 27.723 | 19.0919 | 45.873 | 17.5904 | 73.5961 | 36.6824
69 | 2031-09-01 | Sep | 2031 | Summer | 0 | 0 | 23.0346 | 15.8632 | 31.7308 | 16.3543 | 54.7654 | 32.2175
70 | 2031-10-01 | Oct | 2031 | Shoulder | 0 | 0 | 22.1051 | 15.2231 | 28.7445 | 19.7016 | 50.8497 | 34.9247
71 | 2031-11-01 | Nov | 2031 | Shoulder | 0 | 0 | 29.4171 | 20.2586 | 22.4467 | 19.9224 | 51.8638 | 40.181
72 | 2031-12-01 | Dec | 2031 | Winter | 0 | 0 | 50.3755 | 34.692 | 12.1344 | 16.6117 | 62.5099 | 51.3037
73 | 2032-01-01 | Jan | 2032 | Winter | 0 | 0 | 74.5817 | 51.362 | 9.6006 | 18.937 | 84.1822 | 70.299
74 | 2032-02-01 | Feb | 2032 | Winter | 0 | 0 | 63.8532 | 43.9736 | 10.7973 | 18.3753 | 74.6505 | 62.3489
75 | 2032-03-01 | Mar | 2032 | Shoulder | 0 | 0 | 35.8605 | 24.696 | 16.0769 | 18.3658 | 51.9374 | 43.0618
76 | 2032-04-01 | Apr | 2032 | Shoulder | 0 | 0 | 29.8418 | 20.551 | 20.6439 | 16.9739 | 50.4857 | 37.525
77 | 2032-05-01 | May | 2032 | Summer | 0 | 0 | 25.1591 | 17.3263 | 26.0374 | 16.1833 | 51.1966 | 33.5096
78 | 2032-06-01 | Jun | 2032 | Summer | 0 | 0 | 26.0581 | 17.9454 | 31.0218 | 15.3314 | 57.0799 | 33.2768
79 | 2032-07-01 | Jul | 2032 | Summer | 0 | 0 | 27.6454 | 19.0385 | 57.7735 | 22.1403 | 85.419 | 41.1788
80 | 2032-08-01 | Aug | 2032 | Summer | 0 | 0 | 28.0226 | 19.2983 | 45.873 | 17.5904 | 73.8957 | 36.8887
81 | 2032-09-01 | Sep | 2032 | Summer | 0 | 0 | 23.2054 | 15.9808 | 31.7308 | 16.3543 | 54.9362 | 32.3351
82 | 2032-10-01 | Oct | 2032 | Shoulder | 0 | 0 | 22.3289 | 15.3771 | 28.7445 | 19.7016 | 51.0734 | 35.0787
83 | 2032-11-01 | Nov | 2032 | Shoulder | 0 | 0 | 30.3013 | 20.8675 | 22.4467 | 19.9224 | 52.748 | 40.7899
84 | 2032-12-01 | Dec | 2032 | Winter | 0 | 0 | 52.0952 | 35.8763 | 12.1344 | 16.6117 | 64.2296 | 52.488
85 | 2033-01-01 | Jan | 2033 | Winter | 0 | 0 | 79.5639 | 54.793 | 9.6006 | 18.937 | 89.1644 | 73.73
86 | 2033-02-01 | Feb | 2033 | Winter | 0 | 0 | 68.0001 | 46.8294 | 10.7973 | 18.3753 | 78.7974 | 65.2048
87 | 2033-03-01 | Mar | 2033 | Shoulder | 0 | 0 | 38.4423 | 26.474 | 16.0769 | 18.3658 | 54.5192 | 44.8398
88 | 2033-04-01 | Apr | 2033 | Shoulder | 0 | 0 | 32.2587 | 22.2155 | 20.6439 | 16.9739 | 52.9026 | 39.1894
89 | 2033-05-01 | May | 2033 | Summer | 0 | 0 | 27.558 | 18.9783 | 26.0374 | 16.1833 | 53.5954 | 35.1616
90 | 2033-06-01 | Jun | 2033 | Summer | 0 | 0 | 28.4581 | 19.5981 | 31.0218 | 15.3314 | 59.4799 | 34.9296
91 | 2033-07-01 | Jul | 2033 | Summer | 0 | 0 | 30.2012 | 20.7986 | 57.7735 | 22.1403 | 87.9747 | 42.9389
92 | 2033-08-01 | Aug | 2033 | Summer | 0 | 0 | 30.7267 | 21.1604 | 45.873 | 17.5904 | 76.5997 | 38.7509
93 | 2033-09-01 | Sep | 2033 | Summer | 0 | 0 | 25.5902 | 17.6231 | 31.7308 | 16.3543 | 57.321 | 33.9774
94 | 2033-10-01 | Oct | 2033 | Shoulder | 0 | 0 | 24.4549 | 16.8413 | 28.7445 | 19.7016 | 53.1995 | 36.5429
95 | 2033-11-01 | Nov | 2033 | Shoulder | 0 | 0 | 33.1117 | 22.8029 | 22.4467 | 19.9224 | 55.5584 | 42.7253
96 | 2033-12-01 | Dec | 2033 | Winter | 0 | 0 | 56.2195 | 38.7165 | 12.1344 | 16.6117 | 68.3539 | 55.3283
97 | 2034-01-01 | Jan | 2034 | Winter | 0 | 0 | 85.7361 | 59.0436 | 9.6006 | 18.937 | 95.3367 | 77.9806
98 | 2034-02-01 | Feb | 2034 | Winter | 0 | 0 | 73.4021 | 50.5496 | 10.7973 | 18.3753 | 84.1994 | 68.925
99 | 2034-03-01 | Mar | 2034 | Shoulder | 0 | 0 | 41.9976 | 28.9223 | 16.0769 | 18.3658 | 58.0744 | 47.2881
100 | 2034-04-01 | Apr | 2034 | Shoulder | 0 | 0 | 35.6239 | 24.533 | 20.6439 | 16.9739 | 56.2678 | 41.5069
101 | 2034-05-01 | May | 2034 | Summer | 0 | 0 | 30.5127 | 21.0131 | 26.0374 | 16.1833 | 56.5502 | 37.1964
102 | 2034-06-01 | Jun | 2034 | Summer | 0 | 0 | 31.429 | 21.6441 | 31.0218 | 15.3314 | 62.4508 | 36.9756
103 | 2034-07-01 | Jul | 2034 | Summer | 0 | 0 | 33.2036 | 22.8663 | 57.7735 | 22.1403 | 90.9772 | 45.0066
104 | 2034-08-01 | Aug | 2034 | Summer | 0 | 0 | 33.8182 | 23.2895 | 45.873 | 17.5904 | 79.6912 | 40.8799
105 | 2034-09-01 | Sep | 2034 | Summer | 0 | 0 | 28.5536 | 19.6639 | 31.7308 | 16.3543 | 60.2843 | 36.0182
106 | 2034-10-01 | Oct | 2034 | Shoulder | 0 | 0 | 27.3931 | 18.8648 | 28.7445 | 19.7016 | 56.1377 | 38.5663
107 | 2034-11-01 | Nov | 2034 | Shoulder | 0 | 0 | 36.4112 | 25.0752 | 22.4467 | 19.9224 | 58.8579 | 44.9976
108 | 2034-12-01 | Dec | 2034 | Winter | 0 | 0 | 61.0823 | 42.0654 | 12.1344 | 16.6117 | 73.2167 | 58.6771
109 | 2035-01-01 | Jan | 2035 | Winter | 0 | 0 | 91.9273 | 63.3073 | 9.6006 | 18.937 | 101.5279 | 82.2443
110 | 2035-02-01 | Feb | 2035 | Winter | 0 | 0 | 78.7166 | 54.2095 | 10.7973 | 18.3753 | 89.5139 | 72.5849
111 | 2035-03-01 | Mar | 2035 | Shoulder | 0 | 0 | 46.0131 | 31.6877 | 16.0769 | 18.3658 | 62.09 | 50.0535
112 | 2035-04-01 | Apr | 2035 | Shoulder | 0 | 0 | 39.3633 | 27.1082 | 20.6439 | 16.9739 | 60.0072 | 44.0821
113 | 2035-05-01 | May | 2035 | Summer | 0 | 0 | 33.7067 | 23.2127 | 26.0374 | 16.1833 | 59.7441 | 39.396
114 | 2035-06-01 | Jun | 2035 | Summer | 0 | 0 | 34.4191 | 23.7033 | 31.0218 | 15.3314 | 65.4409 | 39.0347
115 | 2035-07-01 | Jul | 2035 | Summer | 0 | 0 | 36.0205 | 24.8062 | 57.7735 | 22.1403 | 93.7941 | 46.9465
116 | 2035-08-01 | Aug | 2035 | Summer | 0 | 0 | 36.7242 | 25.2908 | 45.873 | 17.5904 | 82.5973 | 42.8812
117 | 2035-09-01 | Sep | 2035 | Summer | 0 | 0 | 31.1088 | 21.4236 | 31.7308 | 16.3543 | 62.8396 | 37.7779
118 | 2035-10-01 | Oct | 2035 | Shoulder | 0 | 0 | 29.9335 | 20.6142 | 28.7445 | 19.7016 | 58.678 | 40.3158
119 | 2035-11-01 | Nov | 2035 | Shoulder | 0 | 0 | 39.2759 | 27.048 | 22.4467 | 19.9224 | 61.7226 | 46.9704
120 | 2035-12-01 | Dec | 2035 | Winter | 0 | 0 | 65.0823 | 44.8201 | 12.1344 | 16.6117 | 77.2167 | 61.4318
121 | 2036-01-01 | Jan | 2036 | Winter | 0 | 0 | 97.3108 | 67.0147 | 9.6006 | 18.937 | 106.9114 | 85.9518
122 | 2036-02-01 | Feb | 2036 | Winter | 0 | 0 | 83.4374 | 57.4606 | 10.7973 | 18.3753 | 94.2347 | 75.8359
123 | 2036-03-01 | Mar | 2036 | Shoulder | 0 | 0 | 49.1519 | 33.8493 | 16.0769 | 18.3658 | 65.2288 | 52.2151
124 | 2036-04-01 | Apr | 2036 | Shoulder | 0 | 0 | 41.9309 | 28.8765 | 20.6439 | 16.9739 | 62.5748 | 45.8504
125 | 2036-05-01 | May | 2036 | Summer | 0 | 0 | 36.0256 | 24.8096 | 26.0374 | 16.1833 | 62.063 | 40.993
126 | 2036-06-01 | Jun | 2036 | Summer | 0 | 0 | 36.9829 | 25.4689 | 31.0218 | 15.3314 | 68.0047 | 40.8003
127 | 2036-07-01 | Jul | 2036 | Summer | 0 | 0 | 38.8998 | 26.789 | 57.7735 | 22.1403 | 96.6733 | 48.9293
128 | 2036-08-01 | Aug | 2036 | Summer | 0 | 0 | 39.6896 | 27.3329 | 45.873 | 17.5904 | 85.5626 | 44.9234
129 | 2036-09-01 | Sep | 2036 | Summer | 0 | 0 | 33.7752 | 23.2599 | 31.7308 | 16.3543 | 65.506 | 39.6142
130 | 2036-10-01 | Oct | 2036 | Shoulder | 0 | 0 | 32.5998 | 22.4504 | 28.7445 | 19.7016 | 61.3443 | 42.152
131 | 2036-11-01 | Nov | 2036 | Shoulder | 0 | 0 | 42.1804 | 29.0483 | 22.4467 | 19.9224 | 64.6271 | 48.9707
132 | 2036-12-01 | Dec | 2036 | Winter | 0 | 0 | 69.1511 | 47.6221 | 12.1344 | 16.6117 | 81.2855 | 64.2338
133 | 2037-01-01 | Jan | 2037 | Winter | 0 | 0 | 101.1485 | 69.6576 | 9.6006 | 18.937 | 110.749 | 88.5947
134 | 2037-02-01 | Feb | 2037 | Winter | 0 | 0 | 86.6708 | 59.6874 | 10.7973 | 18.3753 | 97.4681 | 78.0627
135 | 2037-03-01 | Mar | 2037 | Shoulder | 0 | 0 | 51.0001 | 35.1221 | 16.0769 | 18.3658 | 67.0769 | 53.4879
136 | 2037-04-01 | Apr | 2037 | Shoulder | 0 | 0 | 43.3359 | 29.844 | 20.6439 | 16.9739 | 63.9798 | 46.8179
137 | 2037-05-01 | May | 2037 | Summer | 0 | 0 | 37.3061 | 25.6915 | 26.0374 | 16.1833 | 63.3435 | 41.8748
138 | 2037-06-01 | Jun | 2037 | Summer | 0 | 0 | 38.4938 | 26.5094 | 31.0218 | 15.3314 | 69.5155 | 41.8408
139 | 2037-07-01 | Jul | 2037 | Summer | 0 | 0 | 40.692 | 28.0233 | 57.7735 | 22.1403 | 98.4656 | 50.1636
140 | 2037-08-01 | Aug | 2037 | Summer | 0 | 0 | 41.5547 | 28.6173 | 45.873 | 17.5904 | 87.4277 | 46.2078
141 | 2037-09-01 | Sep | 2037 | Summer | 0 | 0 | 35.4673 | 24.4252 | 31.7308 | 16.3543 | 67.1981 | 40.7794
142 | 2037-10-01 | Oct | 2037 | Shoulder | 0 | 0 | 34.3205 | 23.6354 | 28.7445 | 19.7016 | 63.065 | 43.337
143 | 2037-11-01 | Nov | 2037 | Shoulder | 0 | 0 | 44.3476 | 30.5408 | 22.4467 | 19.9224 | 66.7944 | 50.4632
144 | 2037-12-01 | Dec | 2037 | Winter | 0 | 0 | 72.3843 | 49.8487 | 12.1344 | 16.6117 | 84.5187 | 66.4604
145 | 2038-01-01 | Jan | 2038 | Winter | 0 | 0 | 99.028 | 68.1973 | 9.6006 | 18.937 | 108.6286 | 87.1343
146 | 2038-02-01 | Feb | 2038 | Winter | 0 | 0 | 84.8538 | 58.4361 | 10.7973 | 18.3753 | 95.6511 | 76.8114
147 | 2038-03-01 | Mar | 2038 | Shoulder | 0 | 0 | 49.9309 | 34.3858 | 16.0769 | 18.3658 | 66.0078 | 52.7516
148 | 2038-04-01 | Apr | 2038 | Shoulder | 0 | 0 | 42.4274 | 29.2184 | 20.6439 | 16.9739 | 63.0713 | 46.1923
149 | 2038-05-01 | May | 2038 | Summer | 0 | 0 | 36.524 | 25.1529 | 26.0374 | 16.1833 | 62.5614 | 41.3362
150 | 2038-06-01 | Jun | 2038 | Summer | 0 | 0 | 37.6868 | 25.9536 | 31.0218 | 15.3314 | 68.7086 | 41.2851
151 | 2038-07-01 | Jul | 2038 | Summer | 0 | 0 | 39.839 | 27.4358 | 57.7735 | 22.1403 | 97.6125 | 49.5761
152 | 2038-08-01 | Aug | 2038 | Summer | 0 | 0 | 40.6835 | 28.0174 | 45.873 | 17.5904 | 86.5565 | 45.6078
153 | 2038-09-01 | Sep | 2038 | Summer | 0 | 0 | 34.7237 | 23.9131 | 31.7308 | 16.3543 | 66.4545 | 40.2674
154 | 2038-10-01 | Oct | 2038 | Shoulder | 0 | 0 | 33.601 | 23.1399 | 28.7445 | 19.7016 | 62.3455 | 42.8415
155 | 2038-11-01 | Nov | 2038 | Shoulder | 0 | 0 | 43.4179 | 29.9005 | 22.4467 | 19.9224 | 65.8646 | 49.8229
156 | 2038-12-01 | Dec | 2038 | Winter | 0 | 0 | 70.8668 | 48.8037 | 12.1344 | 16.6117 | 83.0012 | 65.4154
157 | 2039-01-01 | Jan | 2039 | Winter | 0 | 0 | 97.4209 | 67.0906 | 9.6006 | 18.937 | 107.0215 | 86.0276
158 | 2039-02-01 | Feb | 2039 | Winter | 0 | 0 | 83.4768 | 57.4878 | 10.7973 | 18.3753 | 94.2741 | 75.8631
159 | 2039-03-01 | Mar | 2039 | Shoulder | 0 | 0 | 49.1206 | 33.8278 | 16.0769 | 18.3658 | 65.1975 | 52.1936
160 | 2039-04-01 | Apr | 2039 | Shoulder | 0 | 0 | 41.7389 | 28.7442 | 20.6439 | 16.9739 | 62.3828 | 45.7181
161 | 2039-05-01 | May | 2039 | Summer | 0 | 0 | 35.9313 | 24.7447 | 26.0374 | 16.1833 | 61.9687 | 40.928
162 | 2039-06-01 | Jun | 2039 | Summer | 0 | 0 | 37.0752 | 25.5325 | 31.0218 | 15.3314 | 68.097 | 40.8639
163 | 2039-07-01 | Jul | 2039 | Summer | 0 | 0 | 39.1924 | 26.9906 | 57.7735 | 22.1403 | 96.966 | 49.1309
164 | 2039-08-01 | Aug | 2039 | Summer | 0 | 0 | 40.0233 | 27.5627 | 45.873 | 17.5904 | 85.8963 | 45.1532
165 | 2039-09-01 | Sep | 2039 | Summer | 0 | 0 | 34.1602 | 23.525 | 31.7308 | 16.3543 | 65.891 | 39.8793
166 | 2039-10-01 | Oct | 2039 | Shoulder | 0 | 0 | 33.0557 | 22.7644 | 28.7445 | 19.7016 | 61.8002 | 42.466
167 | 2039-11-01 | Nov | 2039 | Shoulder | 0 | 0 | 42.7133 | 29.4153 | 22.4467 | 19.9224 | 65.1601 | 49.3377
168 | 2039-12-01 | Dec | 2039 | Winter | 0 | 0 | 69.7168 | 48.0117 | 12.1344 | 16.6117 | 81.8512 | 64.6234
169 | 2040-01-01 | Jan | 2040 | Winter | 0 | 0 | 98.1055 | 67.5621 | 9.6006 | 18.937 | 107.7061 | 86.4991
170 | 2040-02-01 | Feb | 2040 | Winter | 0 | 0 | 84.0634 | 57.8917 | 10.7973 | 18.3753 | 94.8607 | 76.2671
171 | 2040-03-01 | Mar | 2040 | Shoulder | 0 | 0 | 49.4658 | 34.0655 | 16.0769 | 18.3658 | 65.5426 | 52.4313
172 | 2040-04-01 | Apr | 2040 | Shoulder | 0 | 0 | 42.0322 | 28.9462 | 20.6439 | 16.9739 | 62.6761 | 45.9201
173 | 2040-05-01 | May | 2040 | Summer | 0 | 0 | 36.1838 | 24.9186 | 26.0374 | 16.1833 | 62.2212 | 41.1019
174 | 2040-06-01 | Jun | 2040 | Summer | 0 | 0 | 37.3357 | 25.7119 | 31.0218 | 15.3314 | 68.3575 | 41.0433
175 | 2040-07-01 | Jul | 2040 | Summer | 0 | 0 | 39.4679 | 27.1802 | 57.7735 | 22.1403 | 97.2414 | 49.3205
176 | 2040-08-01 | Aug | 2040 | Summer | 0 | 0 | 40.3045 | 27.7564 | 45.873 | 17.5904 | 86.1776 | 45.3469
177 | 2040-09-01 | Sep | 2040 | Summer | 0 | 0 | 34.4003 | 23.6904 | 31.7308 | 16.3543 | 66.1311 | 40.0446
178 | 2040-10-01 | Oct | 2040 | Shoulder | 0 | 0 | 33.288 | 22.9243 | 28.7445 | 19.7016 | 62.0325 | 42.6259
179 | 2040-11-01 | Nov | 2040 | Shoulder | 0 | 0 | 43.0135 | 29.622 | 22.4467 | 19.9224 | 65.4602 | 49.5444
180 | 2040-12-01 | Dec | 2040 | Winter | 0 | 0 | 70.2067 | 48.3491 | 12.1344 | 16.6117 | 82.3411 | 64.9608
181 | 2041-01-01 | Jan | 2041 | Winter | 0 | 0 | 101.2165 | 69.7045 | 9.6006 | 18.937 | 110.8171 | 88.6415
182 | 2041-02-01 | Feb | 2041 | Winter | 0 | 0 | 86.7292 | 59.7275 | 10.7973 | 18.3753 | 97.5264 | 78.1029
183 | 2041-03-01 | Mar | 2041 | Shoulder | 0 | 0 | 51.0344 | 35.1457 | 16.0769 | 18.3658 | 67.1113 | 53.5115
184 | 2041-04-01 | Apr | 2041 | Shoulder | 0 | 0 | 43.3651 | 29.8641 | 20.6439 | 16.9739 | 64.009 | 46.838
185 | 2041-05-01 | May | 2041 | Summer | 0 | 0 | 37.3312 | 25.7088 | 26.0374 | 16.1833 | 63.3686 | 41.8921
186 | 2041-06-01 | Jun | 2041 | Summer | 0 | 0 | 38.5197 | 26.5272 | 31.0218 | 15.3314 | 69.5415 | 41.8587
187 | 2041-07-01 | Jul | 2041 | Summer | 0 | 0 | 40.7194 | 28.0421 | 57.7735 | 22.1403 | 98.493 | 50.1824
188 | 2041-08-01 | Aug | 2041 | Summer | 0 | 0 | 41.5826 | 28.6366 | 45.873 | 17.5904 | 87.4557 | 46.227
189 | 2041-09-01 | Sep | 2041 | Summer | 0 | 0 | 35.4912 | 24.4416 | 31.7308 | 16.3543 | 67.2219 | 40.7959
190 | 2041-10-01 | Oct | 2041 | Shoulder | 0 | 0 | 34.3436 | 23.6513 | 28.7445 | 19.7016 | 63.0881 | 43.3529
191 | 2041-11-01 | Nov | 2041 | Shoulder | 0 | 0 | 44.3775 | 30.5613 | 22.4467 | 19.9224 | 66.8242 | 50.4837
192 | 2041-12-01 | Dec | 2041 | Winter | 0 | 0 | 72.433 | 49.8822 | 12.1344 | 16.6117 | 84.5674 | 66.494
193 | 2042-01-01 | Jan | 2042 | Winter | 0 | 0 | 104.6925 | 72.0983 | 9.6006 | 18.937 | 114.2931 | 91.0353
194 | 2042-02-01 | Feb | 2042 | Winter | 0 | 0 | 89.7076 | 61.7787 | 10.7973 | 18.3753 | 100.5049 | 80.154
195 | 2042-03-01 | Mar | 2042 | Shoulder | 0 | 0 | 52.787 | 36.3527 | 16.0769 | 18.3658 | 68.8639 | 54.7185
196 | 2042-04-01 | Apr | 2042 | Shoulder | 0 | 0 | 44.8543 | 30.8897 | 20.6439 | 16.9739 | 65.4982 | 47.8636
197 | 2042-05-01 | May | 2042 | Summer | 0 | 0 | 38.6132 | 26.5917 | 26.0374 | 16.1833 | 64.6507 | 42.775
198 | 2042-06-01 | Jun | 2042 | Summer | 0 | 0 | 39.8425 | 27.4382 | 31.0218 | 15.3314 | 70.8643 | 42.7697
199 | 2042-07-01 | Jul | 2042 | Summer | 0 | 0 | 42.1178 | 29.0052 | 57.7735 | 22.1403 | 99.8913 | 51.1455
200 | 2042-08-01 | Aug | 2042 | Summer | 0 | 0 | 43.0107 | 29.62 | 45.873 | 17.5904 | 88.8837 | 47.2105
201 | 2042-09-01 | Sep | 2042 | Summer | 0 | 0 | 36.71 | 25.281 | 31.7308 | 16.3543 | 68.4408 | 41.6353
202 | 2042-10-01 | Oct | 2042 | Shoulder | 0 | 0 | 35.523 | 24.4635 | 28.7445 | 19.7016 | 64.2675 | 44.1651
203 | 2042-11-01 | Nov | 2042 | Shoulder | 0 | 0 | 45.9015 | 31.6109 | 22.4467 | 19.9224 | 68.3482 | 51.5333
204 | 2042-12-01 | Dec | 2042 | Winter | 0 | 0 | 74.9205 | 51.5953 | 12.1344 | 16.6117 | 87.0549 | 68.207
205 | 2043-01-01 | Jan | 2043 | Winter | 0 | 0 | 108.2716 | 74.5631 | 9.6006 | 18.937 | 117.8722 | 93.5001
206 | 2043-02-01 | Feb | 2043 | Winter | 0 | 0 | 92.7744 | 63.8907 | 10.7973 | 18.3753 | 103.5717 | 82.266
207 | 2043-03-01 | Mar | 2043 | Shoulder | 0 | 0 | 54.5916 | 37.5955 | 16.0769 | 18.3658 | 70.6685 | 55.9613
208 | 2043-04-01 | Apr | 2043 | Shoulder | 0 | 0 | 46.3877 | 31.9457 | 20.6439 | 16.9739 | 67.0316 | 48.9196
209 | 2043-05-01 | May | 2043 | Summer | 0 | 0 | 39.9333 | 27.5007 | 26.0374 | 16.1833 | 65.9707 | 43.6841
210 | 2043-06-01 | Jun | 2043 | Summer | 0 | 0 | 41.2046 | 28.3762 | 31.0218 | 15.3314 | 72.2264 | 43.7077
211 | 2043-07-01 | Jul | 2043 | Summer | 0 | 0 | 43.5577 | 29.9967 | 57.7735 | 22.1403 | 101.3312 | 52.137
212 | 2043-08-01 | Aug | 2043 | Summer | 0 | 0 | 44.481 | 30.6326 | 45.873 | 17.5904 | 90.3541 | 48.2231
213 | 2043-09-01 | Sep | 2043 | Summer | 0 | 0 | 37.965 | 26.1452 | 31.7308 | 16.3543 | 69.6957 | 42.4995
214 | 2043-10-01 | Oct | 2043 | Shoulder | 0 | 0 | 36.7374 | 25.2998 | 28.7445 | 19.7016 | 65.4819 | 45.0014
215 | 2043-11-01 | Nov | 2043 | Shoulder | 0 | 0 | 47.4707 | 32.6915 | 22.4467 | 19.9224 | 69.9174 | 52.6139
216 | 2043-12-01 | Dec | 2043 | Winter | 0 | 0 | 77.4818 | 53.3592 | 12.1344 | 16.6117 | 89.6162 | 69.9709
217 | 2044-01-01 | Jan | 2044 | Winter | 0 | 0 | 110.5424 | 76.1269 | 9.6006 | 18.937 | 120.143 | 95.0639
218 | 2044-02-01 | Feb | 2044 | Winter | 0 | 0 | 94.7202 | 65.2307 | 10.7973 | 18.3753 | 105.5175 | 83.606
219 | 2044-03-01 | Mar | 2044 | Shoulder | 0 | 0 | 55.7366 | 38.384 | 16.0769 | 18.3658 | 71.8134 | 56.7498
220 | 2044-04-01 | Apr | 2044 | Shoulder | 0 | 0 | 47.3606 | 32.6157 | 20.6439 | 16.9739 | 68.0045 | 49.5896
221 | 2044-05-01 | May | 2044 | Summer | 0 | 0 | 40.7708 | 28.0775 | 26.0374 | 16.1833 | 66.8082 | 44.2608
222 | 2044-06-01 | Jun | 2044 | Summer | 0 | 0 | 42.0688 | 28.9714 | 31.0218 | 15.3314 | 73.0906 | 44.3028
223 | 2044-07-01 | Jul | 2044 | Summer | 0 | 0 | 44.4712 | 30.6259 | 57.7735 | 22.1403 | 102.2447 | 52.7662
224 | 2044-08-01 | Aug | 2044 | Summer | 0 | 0 | 45.4139 | 31.2751 | 45.873 | 17.5904 | 91.287 | 48.8655
225 | 2044-09-01 | Sep | 2044 | Summer | 0 | 0 | 38.7612 | 26.6936 | 31.7308 | 16.3543 | 70.492 | 43.0479
226 | 2044-10-01 | Oct | 2044 | Shoulder | 0 | 0 | 37.5079 | 25.8305 | 28.7445 | 19.7016 | 66.2524 | 45.5321
227 | 2044-11-01 | Nov | 2044 | Shoulder | 0 | 0 | 48.4663 | 33.3772 | 22.4467 | 19.9224 | 70.913 | 53.2996
228 | 2044-12-01 | Dec | 2044 | Winter | 0 | 0 | 79.1068 | 54.4783 | 12.1344 | 16.6117 | 91.2412 | 71.09
229 | 2045-01-01 | Jan | 2045 | Winter | 0 | 0 | 112.1573 | 77.239 | 9.6006 | 18.937 | 121.7579 | 96.1761
230 | 2045-02-01 | Feb | 2045 | Winter | 0 | 0 | 96.1039 | 66.1836 | 10.7973 | 18.3753 | 106.9012 | 84.559
231 | 2045-03-01 | Mar | 2045 | Shoulder | 0 | 0 | 56.5508 | 38.9447 | 16.0769 | 18.3658 | 72.6277 | 57.3105
232 | 2045-04-01 | Apr | 2045 | Shoulder | 0 | 0 | 48.0525 | 33.0922 | 20.6439 | 16.9739 | 68.6964 | 50.0661
233 | 2045-05-01 | May | 2045 | Summer | 0 | 0 | 41.3664 | 28.4877 | 26.0374 | 16.1833 | 67.4038 | 44.671
234 | 2045-06-01 | Jun | 2045 | Summer | 0 | 0 | 42.6833 | 29.3946 | 31.0218 | 15.3314 | 73.7051 | 44.7261
235 | 2045-07-01 | Jul | 2045 | Summer | 0 | 0 | 45.1209 | 31.0733 | 57.7735 | 22.1403 | 102.8944 | 53.2136
236 | 2045-08-01 | Aug | 2045 | Summer | 0 | 0 | 46.0774 | 31.732 | 45.873 | 17.5904 | 91.9504 | 49.3224
237 | 2045-09-01 | Sep | 2045 | Summer | 0 | 0 | 39.3275 | 27.0835 | 31.7308 | 16.3543 | 71.0582 | 43.4378
238 | 2045-10-01 | Oct | 2045 | Shoulder | 0 | 0 | 38.0558 | 26.2078 | 28.7445 | 19.7016 | 66.8004 | 45.9094
239 | 2045-11-01 | Nov | 2045 | Shoulder | 0 | 0 | 49.1743 | 33.8648 | 22.4467 | 19.9224 | 71.6211 | 53.7872
240 | 2045-12-01 | Dec | 2045 | Winter | 0 | 0 | 80.2625 | 55.2741 | 12.1344 | 16.6117 | 92.3968 | 71.8859
241 | 2046-01-01 | Jan | 2046 | Winter | 0 | 0 | 116.6006 | 80.299 | 9.6006 | 18.937 | 126.2011 | 99.236
242 | 2046-02-01 | Feb | 2046 | Winter | 0 | 0 | 99.9112 | 68.8056 | 10.7973 | 18.3753 | 110.7085 | 87.1809
243 | 2046-03-01 | Mar | 2046 | Shoulder | 0 | 0 | 58.7912 | 40.4876 | 16.0769 | 18.3658 | 74.868 | 58.8534
244 | 2046-04-01 | Apr | 2046 | Shoulder | 0 | 0 | 49.9562 | 34.4032 | 20.6439 | 16.9739 | 70.6001 | 51.3771
245 | 2046-05-01 | May | 2046 | Summer | 0 | 0 | 43.0052 | 29.6163 | 26.0374 | 16.1833 | 69.0426 | 45.7996
246 | 2046-06-01 | Jun | 2046 | Summer | 0 | 0 | 44.3743 | 30.5591 | 31.0218 | 15.3314 | 75.3961 | 45.8906
247 | 2046-07-01 | Jul | 2046 | Summer | 0 | 0 | 46.9084 | 32.3043 | 57.7735 | 22.1403 | 104.6819 | 54.4446
248 | 2046-08-01 | Aug | 2046 | Summer | 0 | 0 | 47.9028 | 32.9891 | 45.873 | 17.5904 | 93.7759 | 50.5795
249 | 2046-09-01 | Sep | 2046 | Summer | 0 | 0 | 40.8855 | 28.1565 | 31.7308 | 16.3543 | 72.6163 | 44.5108
250 | 2046-10-01 | Oct | 2046 | Shoulder | 0 | 0 | 39.5635 | 27.2461 | 28.7445 | 19.7016 | 68.308 | 46.9477
251 | 2046-11-01 | Nov | 2046 | Shoulder | 0 | 0 | 51.1225 | 35.2064 | 22.4467 | 19.9224 | 73.5692 | 55.1288
252 | 2046-12-01 | Dec | 2046 | Winter | 0 | 0 | 83.4422 | 57.4639 | 12.1344 | 16.6117 | 95.5766 | 74.0756
253 | 2047-01-01 | Jan | 2047 | Winter | 0 | 0 | 0 | 0 | 9.6006 | 18.937 | 9.6006 | 18.937
254 | 2047-02-01 | Feb | 2047 | Winter | 0 | 0 | 0 | 0 | 10.7973 | 18.3753 | 10.7973 | 18.3753
255 | 2047-03-01 | Mar | 2047 | Shoulder | 0 | 0 | 0 | 0 | 16.0769 | 18.3658 | 16.0769 | 18.3658
256 | 2047-04-01 | Apr | 2047 | Shoulder | 0 | 0 | 0 | 0 | 20.6439 | 16.9739 | 20.6439 | 16.9739
257 | 2047-05-01 | May | 2047 | Summer | 0 | 0 | 0 | 0 | 26.0374 | 16.1833 | 26.0374 | 16.1833
258 | 2047-06-01 | Jun | 2047 | Summer | 0 | 0 | 0 | 0 | 31.0218 | 15.3314 | 31.0218 | 15.3314
259 | 2047-07-01 | Jul | 2047 | Summer | 0 | 0 | 0 | 0 | 57.7735 | 22.1403 | 57.7735 | 22.1403
260 | 2047-08-01 | Aug | 2047 | Summer | 0 | 0 | 0 | 0 | 45.873 | 17.5904 | 45.873 | 17.5904
261 | 2047-09-01 | Sep | 2047 | Summer | 0 | 0 | 0 | 0 | 31.7308 | 16.3543 | 31.7308 | 16.3543
262 | 2047-10-01 | Oct | 2047 | Shoulder | 0 | 0 | 0 | 0 | 28.7445 | 19.7016 | 28.7445 | 19.7016
263 | 2047-11-01 | Nov | 2047 | Shoulder | 0 | 0 | 0 | 0 | 22.4467 | 19.9224 | 22.4467 | 19.9224
264 | 2047-12-01 | Dec | 2047 | Winter | 0 | 0 | 0 | 0 | 12.1344 | 16.6117 | 12.1344 | 16.6117

## Adjustments
[14 empty] | Henry,H,F | Panhandle,PAN,F | TCO,TCO,F | TETCO-M3,TMT,F | Transco-Z6 (non-NY),TPB,F | Transco-Z6 (NY),TZS,F
Record Field | Period | Month | Year | Transco 6 (Non-NY) | Locational Gas Adjustment ($/MMBtu) | Month | Locational Adjustment ($/MMBtu) | Load Shape | Spark Spread On-Peak ($/MWh) | Spark Spread Off-Peak ($/MWh) | [6 empty] | Tetco M-3 | Transco 6 (Non-NY)
1 | 2026-01-01 | Jan | 2026 | 4.762 | 0.608 | Jan | 2.0023 | 193.7% | 9.4057 | 18.5527 | Commentary: | In some cases, the spark spread may be a negative monetary value. In the marketplace, this may occur for a short period, but usually for an entire month. However, this factor accounts for differences in the heat rate assumptions and the real market values. Escalation is later applied in a positive manner as not to over devalue future spark spreads. | 2025-01-01 | 3.514 | 3.946 | 3.174 | 5.874 | 4.762 | 9.052
2 | 2026-02-01 | Feb | 2026 | 3.98 | 0.056 | Feb | 1.384 | 166% | 10.5782 | 18.0024 |  |  | 2025-02-01 | 3.535 | 3.57 | 3.3 | 4.5 | 3.98 | 5.41
3 | 2026-03-01 | Mar | 2026 | 3.62 | 0.078 | Mar | -0.326 | 97.65% | 15.7506 | 17.9931 |  |  | 2025-03-01 | 3.906 | 3.35 | 3.51 | 3.69 | 3.62 | 3.97
4 | 2026-04-01 | Apr | 2026 | 3.17 | -0.238 | Apr | -0.37625 | 82.98% | 20.2249 | 16.6294 |  |  | 2025-04-01 | 3.95 | 3.09 | 3.23 | 3.22 | 3.17 | 3.23
5 | 2026-05-01 | May | 2026 | 2.33 | -1.107 | May | -0.7465 | 71.43% | 25.509 | 15.8549 |  |  | 2025-05-01 | 3.17 | 2.49 | 2.54 | 2.4 | 2.33 | 2.42
6 | 2026-06-01 | Jun | 2026 | 2.13 | -1.483 | Jun | -0.814 | 73.71% | 30.3922 | 15.0203 |  |  | 2025-06-01 | 3.204 | 2.6 | 2.45 | 2.17 | 2.13 | 2.19
7 | 2026-07-01 | Jul | 2026 | 2.13 | -1.683 | Jul | -0.83725 | 77.91% | 56.601 | 21.691 |  |  | 2025-07-01 | 3.261 | 2.51 | 2.2 | 2.17 | 2.13 | 2.24
8 | 2026-08-01 | Aug | 2026 | 2.48 | -1.395 | Aug | -0.84675 | 79.57% | 44.9421 | 17.2334 |  |  | 2025-08-01 | 3.081 | 2.61 | 2.53 | 2.5 | 2.48 | 2.54
9 | 2026-09-01 | Sep | 2026 | 1.836 | -2.001 | Sep | -1.2268 | 67.91% | 31.0868 | 16.0224 |  |  | 2025-09-01 | 2.826 | 2.361 | 2.076 | 1.934 | 1.836 | 1.926
10 | 2026-10-01 | Oct | 2026 | 1.764 | -2.119 | Oct | -1.3698 | 65.71% | 28.1612 | 19.3017 |  |  | 2025-10-01 | 2.914 | 2.369 | 1.946 | 1.859 | 1.764 | 1.909
11 | 2026-11-01 | Nov | 2026 | 2.519 | -1.578 | Nov | -0.91725 | 84.91% | 21.9912 | 19.5181 |  |  | 2025-11-01 | 3.247 | 2.805 | 2.542 | 2.615 | 2.519 | 2.689
12 | 2026-12-01 | Dec | 2026 | 4.234 | -0.263 | Dec | 0.48925 | 138.6% | 11.8881 | 16.2746 |  |  | 2025-12-01 | 3.822 | 3.732 | 3.37 | 4.544 | 4.234 | 5.982
13 | 2027-01-01 | Jan | 2027 | 6.756 | 2.007 | [7 empty] | 2026-01-01 | 4.154 | 4.429 | 3.782 | 7.296 | 6.756 | 9.579
14 | 2027-02-01 | Feb | 2027 | 5.699 | 1.32 | [7 empty] | 2026-02-01 | 3.924 | 4.199 | 3.594 | 6.339 | 5.699 | 8.599
15 | 2027-03-01 | Mar | 2027 | 3.11 | -0.693 | [7 empty] | 2026-03-01 | 3.542 | 3.142 | 3.124 | 3.147 | 3.11 | 3.464
16 | 2027-04-01 | Apr | 2027 | 2.743 | -0.675 | [7 empty] | 2026-04-01 | 3.408 | 2.863 | 2.913 | 2.848 | 2.743 | 2.786
17 | 2027-05-01 | May | 2027 | 2.562 | -0.832 | [7 empty] | 2026-05-01 | 3.437 | 2.825 | 2.809 | 2.709 | 2.562 | 2.607
18 | 2027-06-01 | Jun | 2027 | 2.805 | -0.737 | [7 empty] | 2026-06-01 | 3.613 | 2.905 | 2.873 | 2.805 | 2.805 | 2.813
19 | 2027-07-01 | Jul | 2027 | 3.118 | -0.602 | [7 empty] | 2026-07-01 | 3.813 | 3.241 | 3.103 | 3.118 | 3.118 | 3.153
20 | 2027-08-01 | Aug | 2027 | 3.08 | -0.7 | [7 empty] | 2026-08-01 | 3.875 | 3.33 | 3.015 | 3.07 | 3.08 | 3.135
21 | 2027-09-01 | Sep | 2027 | 2.605 | -1.141 | [7 empty] | 2026-09-01 | 3.837 | 3.197 | 2.799 | 2.617 | 2.605 | 2.582
22 | 2027-10-01 | Oct | 2027 | 2.578 | -1.225 | [7 empty] | 2026-10-01 | 3.883 | 3.183 | 2.688 | 2.573 | 2.578 | 2.545
23 | 2027-11-01 | Nov | 2027 | 3.225 | -0.786 | [7 empty] | 2026-11-01 | 4.097 | 3.552 | 3.077 | 3.202 | 3.225 | 4.079
24 | 2027-12-01 | Dec | 2027 | 5.095 | 0.659 | [7 empty] | 2026-12-01 | 4.497 | 4.369 | 3.837 | 5.245 | 5.095 | 6.412
25 | 2028-01-01 | Jan | 2028 | 7.237 | 2.503 | [7 empty] | 2027-01-01 | 4.749 | 5.011 | 4.331 | 7.569 | 7.237 | 9.237
26 | 2028-02-01 | Feb | 2028 | 6.231 | 1.838 | [7 empty] | 2027-02-01 | 4.379 | 4.674 | 3.964 | 7.069 | 6.231 | 8.389
27 | 2028-03-01 | Mar | 2028 | 3.275 | -0.493 | [7 empty] | 2027-03-01 | 3.803 | 3.323 | 3.345 | 3.413 | 3.275 | 4.293
28 | 2028-04-01 | Apr | 2028 | 2.953 | -0.345 | [7 empty] | 2027-04-01 | 3.418 | 2.89 | 2.983 | 2.873 | 2.953 | 2.943
29 | 2028-05-01 | May | 2028 | 2.629 | -0.64 | [7 empty] | 2027-05-01 | 3.394 | 2.789 | 2.782 | 2.736 | 2.629 | 2.684
30 | 2028-06-01 | Jun | 2028 | 2.85 | -0.57 | [7 empty] | 2027-06-01 | 3.542 | 2.944 | 2.83 | 2.867 | 2.85 | 2.874
31 | 2028-07-01 | Jul | 2028 | 3.07 | -0.525 | [7 empty] | 2027-07-01 | 3.72 | 3.188 | 2.888 | 3.045 | 3.07 | 3.115
32 | 2028-08-01 | Aug | 2028 | 3.022 | -0.642 | [7 empty] | 2027-08-01 | 3.78 | 3.238 | 2.888 | 2.968 | 3.022 | 3.092
33 | 2028-09-01 | Sep | 2028 | 2.698 | -0.95 | [7 empty] | 2027-09-01 | 3.746 | 3.196 | 2.816 | 2.606 | 2.698 | 2.596
34 | 2028-10-01 | Oct | 2028 | 2.578 | -1.137 | [7 empty] | 2027-10-01 | 3.803 | 3.171 | 2.753 | 2.731 | 2.578 | 2.561
35 | 2028-11-01 | Nov | 2028 | 3.313 | -0.645 | [7 empty] | 2027-11-01 | 4.011 | 3.556 | 3.063 | 3.356 | 3.313 | 3.783
36 | 2028-12-01 | Dec | 2028 | 5.088 | 0.678 | [7 empty] | 2027-12-01 | 4.436 | 4.281 | 3.748 | 5.466 | 5.088 | 6.211
37 | 2029-01-01 | Jan | 2029 | 7.566 | 2.891 | [7 empty] | 2028-01-01 | 4.734 | 4.932 | 4.366 | 7.862 | 7.566 | 9.296
38 | 2029-02-01 | Feb | 2029 | 6.655 | 2.322 | [7 empty] | 2028-02-01 | 4.393 | 4.581 | 4.038 | 7.303 | 6.655 | 8.541
39 | 2029-03-01 | Mar | 2029 | 3.443 | -0.196 | [7 empty] | 2028-03-01 | 3.768 | 3.476 | 3.386 | 3.65 | 3.443 | 5.273
40 | 2029-04-01 | Apr | 2029 | 2.928 | -0.247 | [7 empty] | 2028-04-01 | 3.298 | 2.808 | 2.676 | 2.838 | 2.928 | 2.853
41 | 2029-05-01 | May | 2029 | 2.747 | -0.407 | [7 empty] | 2028-05-01 | 3.269 | 2.739 | 2.629 | 2.697 | 2.747 | 2.564
42 | 2029-06-01 | Jun | 2029 | 2.838 | -0.466 | [7 empty] | 2028-06-01 | 3.42 | 2.895 | 2.742 | 2.83 | 2.838 | 2.768
43 | 2029-07-01 | Jul | 2029 | 2.935 | -0.539 | [7 empty] | 2028-07-01 | 3.595 | 3.13 | 2.895 | 2.855 | 2.935 | 2.995
44 | 2029-08-01 | Aug | 2029 | 2.894 | -0.65 | [7 empty] | 2028-08-01 | 3.664 | 3.194 | 2.924 | 2.812 | 2.894 | 3.054
45 | 2029-09-01 | Sep | 2029 | 2.723 | -0.815 | [7 empty] | 2028-09-01 | 3.648 | 3.128 | 2.87 | 2.613 | 2.723 | 2.486
46 | 2029-10-01 | Oct | 2029 | 2.613 | -0.998 | [7 empty] | 2028-10-01 | 3.715 | 3.14 | 2.993 | 2.753 | 2.613 | 2.453
47 | 2029-11-01 | Nov | 2029 | 3.138 | -0.66 | [7 empty] | 2028-11-01 | 3.958 | 3.366 | 3.403 | 3.636 | 3.138 | 4.64
48 | 2029-12-01 | Dec | 2029 | 5.122 | 0.883 | [7 empty] | 2028-12-01 | 4.41 | 4.18 | 3.832 | 5.28 | 5.122 | 6.255
[13 empty] | 2029-01-01 | 4.675 | 4.865 | 4.185 | 7.967 | 7.827 | 9.277
[13 empty] | 2029-02-01 | 4.333 | 4.508 | 3.871 | 6.875 | 6.601 | 8.235
[13 empty] | 2029-03-01 | 3.639 | 3.727 | 3.141 | 3.767 | 3.574 | 4.871
[13 empty] | 2029-04-01 | 3.175 | 2.705 | 2.603 | 2.653 | 2.755 | 2.787
[13 empty] | 2029-05-01 | 3.154 | 2.636 | 2.564 | 2.516 | 2.454 | 2.482
[13 empty] | 2029-06-01 | 3.304 | 2.792 | 2.676 | 2.652 | 2.672 | 2.694
[13 empty] | 2029-07-01 | 3.474 | 3.026 | 2.872 | 2.746 | 2.784 | 2.906
[13 empty] | 2029-08-01 | 3.544 | 3.092 | 2.899 | 2.792 | 2.864 | 2.966
[13 empty] | 2029-09-01 | 3.538 | 3.076 | 2.85 | 2.596 | 2.706 | 2.39
[13 empty] | 2029-10-01 | 3.611 | 3.116 | 2.953 | 2.749 | 2.799 | 2.356
[13 empty] | 2029-11-01 | 3.798 | 3.388 | 3.308 | 3.773 | 3.198 | 4.936
[13 empty] | 2029-12-01 | 4.239 | 3.847 | 3.727 | 4.994 | 4.797 | 5.914
[13 empty] | 2030-01-01 | 4.505 | 4.65 | 4.087 | 6.953 | 7.135 | 7.797
[13 empty] | 2030-02-01 | 4.22 | 4.35 | 3.825 | 6.42 | 6.618 | 7.982
[13 empty] | 2030-03-01 | 3.569 | 3.947 | 3.144 | 3.501 | 3.471 | 5.044
[13 empty] | 2030-04-01 | 3.066 | 2.628 | 2.501 | 2.541 | 2.588 | 2.711
[13 empty] | 2030-05-01 | 3.036 | 2.551 | 2.454 | 2.396 | 2.264 | 2.371
[13 empty] | 2030-06-01 | 3.172 | 2.692 | 2.552 | 2.517 | 2.472 | 2.58
[13 empty] | 2030-07-01 | 3.323 | 2.908 | 2.698 | 2.548 | 2.541 | 2.763
[13 empty] | 2030-08-01 | 3.39 | 2.97 | 2.725 | 2.59 | 2.618 | 2.82
[13 empty] | 2030-09-01 | 3.366 | 2.936 | 2.658 | 2.378 | 2.448 | 2.208
[13 empty] | 2030-10-01 | 3.441 | 3.013 | 2.793 | 2.531 | 2.536 | 2.169
[13 empty] | 2030-11-01 | 3.632 | 3.19 | 3.077 | 3.54 | 2.857 | 4.822
[13 empty] | 2030-12-01 | 4.064 | 3.382 | 3.489 | 4.752 | 4.559 | 5.594
[13 empty] | 2031-01-01 | 4.334 | 4.479 | 3.929 | 6.716 | 6.926 | 7.334
[13 empty] | 2031-02-01 | 4.064 | 4.194 | 3.682 | 6.122 | 6.412 | 7.662
[13 empty] | 2031-03-01 | 3.429 | 3.807 | 3.017 | 3.227 | 3.294 | 4.729
[13 empty] | 2031-04-01 | 3.032 | 2.597 | 2.467 | 2.534 | 2.584 | 2.684
[13 empty] | 2031-05-01 | 3.05 | 2.568 | 2.468 | 2.442 | 2.32 | 2.368
[13 empty] | 2031-06-01 | 3.185 | 2.707 | 2.565 | 2.557 | 2.515 | 2.585
[13 empty] | 2031-07-01 | 3.331 | 2.919 | 2.706 | 2.561 | 2.556 | 2.753
[13 empty] | 2031-08-01 | 3.359 | 2.941 | 2.694 | 2.564 | 2.594 | 2.771
[13 empty] | 2031-09-01 | 3.325 | 2.897 | 2.617 | 2.345 | 2.407 | 2.133
[13 empty] | 2031-10-01 | 3.388 | 2.963 | 2.74 | 2.483 | 2.49 | 2.073
[13 empty] | 2031-11-01 | 3.581 | 3.221 | 3.269 | 3.511 | 2.886 | 4.839
[13 empty] | 2031-12-01 | 4.028 | 3.428 | 3.696 | 4.75 | 4.59 | 5.428
[13 empty] | 2032-01-01 | 4.298 | 4.298 | 4.298 | 6.718 | 6.96 | 7.02
[13 empty] | 2032-02-01 | 4.028 | 4.028 | 4.028 | 6.046 | 6.443 | 7.476
[13 empty] | 2032-03-01 | 3.363 | 3.363 | 3.363 | 3.128 | 3.298 | 4.503
[13 empty] | 2032-04-01 | 2.883 | 2.883 | 2.883 | 2.371 | 2.345 | 2.548
[13 empty] | 2032-05-01 | 2.863 | 2.863 | 2.863 | 2.235 | 2.033 | 2.168
[13 empty] | 2032-06-01 | 3.013 | 3.013 | 3.013 | 2.371 | 2.253 | 2.411
[13 empty] | 2032-07-01 | 3.173 | 3.173 | 3.173 | 2.423 | 2.348 | 2.583
[13 empty] | 2032-08-01 | 3.205 | 3.205 | 3.205 | 2.43 | 2.39 | 2.605
[13 empty] | 2032-09-01 | 3.18 | 3.18 | 3.18 | 2.218 | 2.218 | 1.958
[13 empty] | 2032-10-01 | 3.255 | 3.255 | 3.255 | 2.37 | 2.307 | 1.903
[13 empty] | 2032-11-01 | 3.485 | 3.485 | 3.485 | 3.117 | 2.47 | 4.783
[13 empty] | 2032-12-01 | 3.915 | 3.915 | 3.915 | 4.327 | 4.145 | 5.157
[13 empty] | 2033-01-01 | 4.165 | 4.165 | 4.165 | 6.625 | 6.493 | 6.583
[13 empty] | 2033-02-01 | 3.9 | 3.9 | 3.9 | 5.88 | 6.002 | 7.17
[13 empty] | 2033-03-01 | 3.28 | 3.28 | 3.28 | 3.015 | 2.878 | 4.232
[13 empty] | 2033-04-01 | 2.83 | 2.83 | 2.83 | 2.258 | 2.22 | 2.508
[13 empty] | 2033-05-01 | 2.86 | 2.86 | 2.86 | 2.172 | 1.955 | 2.152
[13 empty] | 2033-06-01 | 3.002 | 3.002 | 3.002 | 2.3 | 2.17 | 2.397
[13 empty] | 2033-07-01 | 3.167 | 3.167 | 3.167 | 2.469 | 2.379 | 2.565
[13 empty] | 2033-08-01 | 3.207 | 3.207 | 3.207 | 2.485 | 2.429 | 2.595
[13 empty] | 2033-09-01 | 3.182 | 3.182 | 3.182 | 2.27 | 2.257 | 1.93
[13 empty] | 2033-10-01 | 3.228 | 3.228 | 3.228 | 2.396 | 2.318 | 1.838
[13 empty] | 2033-11-01 | 3.488 | 3.488 | 3.488 | 4.186 | 2.53 | 4.216
[13 empty] | 2033-12-01 | 3.888 | 3.888 | 3.888 | 5.366 | 4.176 | 4.566
[13 empty] | 2034-01-01 | 4.143 | 4.143 | 4.143 | 6.675 | 6.531 | 6.153
[13 empty] | 2034-02-01 | 3.903 | 3.903 | 3.903 | 5.878 | 6.063 | 6.893
[13 empty] | 2034-03-01 | 3.303 | 3.303 | 3.303 | 3.041 | 2.963 | 3.965
[13 empty] | 2034-04-01 | 2.903 | 2.903 | 2.903 | 2.348 | 2.435 | 2.595
[13 empty] | 2034-05-01 | 2.933 | 2.933 | 2.933 | 2.263 | 2.165 | 2.215
[13 empty] | 2034-06-01 | 3.063 | 3.063 | 3.063 | 2.378 | 2.373 | 2.458
[13 empty] | 2034-07-01 | 3.208 | 3.208 | 3.208 | 2.528 | 2.558 | 2.596
[13 empty] | 2034-08-01 | 3.248 | 3.248 | 3.248 | 2.543 | 2.608 | 2.626
[13 empty] | 2034-09-01 | 3.263 | 3.263 | 3.263 | 2.368 | 2.481 | 1.983
[13 empty] | 2034-10-01 | 3.309 | 3.309 | 3.309 | 2.494 | 2.537 | 1.884
[13 empty] | 2034-11-01 | 3.549 | 3.549 | 3.549 | 5.394 | 2.579 | 3.791
[13 empty] | 2034-12-01 | 3.949 | 3.949 | 3.949 | 6.574 | 4.219 | 4.147
[13 empty] | 2035-01-01 | 4.169 | 4.169 | 4.169 | 6.701 | 6.401 | 6.179
[13 empty] | 2035-02-01 | 3.929 | 3.929 | 3.929 | 5.904 | 5.949 | 6.919
[13 empty] | 2035-03-01 | 3.499 | 3.499 | 3.499 | 3.237 | 3.004 | 4.161
[13 empty] | 2035-04-01 | 3.169 | 3.169 | 3.169 | 2.614 | 2.631 | 2.861 | -0.555 | 2.614 | -0.5375 | 2.6315 | checks
[13 empty] | 2035-05-01 | 3.147 | 3.147 | 3.147 | 2.477 | 2.312 | 2.429 | -0.67 | 2.477 | -0.835 | 2.312 | checks
[13 empty] | 2035-06-01 | 3.182 | 3.182 | 3.182 | 2.497 | 2.422 | 2.577 | note: NG values beyond May 2035 are not used
[13 empty] | 2035-07-01 | 3.222 | 3.222 | 3.222 | 2.542 | 2.504 | 2.61
[13 empty] | 2035-08-01 | 3.262 | 3.262 | 3.262 | 2.557 | 2.554 | 2.64
[13 empty] | 2035-09-01 | 3.277 | 3.277 | 3.277 | 2.382 | 2.425 | 1.997
[13 empty] | 2035-10-01 | 3.323 | 3.323 | 3.323 | 2.508 | 2.483 | 1.898
[13 empty] | 2035-11-01 | 3.523 | 3.523 | 3.523 | 5.341 | 2.325 | 3.185
[13 empty] | 2035-12-01 | 3.823 | 3.823 | 3.823 | 6.421 | 3.865 | 3.441
[13 empty] | 2036-01-01 | 4.093 | 4.093 | 4.093 | 4.093 | 6.233 | 4.093
[13 empty] | 2036-02-01 | 3.923 | 3.923 | 3.923 | 3.923 | 5.851 | 3.923
[13 empty] | 2036-03-01 | 3.653 | 3.653 | 3.653 | 3.653 | 3.063 | 3.653
[13 empty] | 2036-04-01 | 3.323 | 3.323 | 3.323 | 3.323 | 2.721 | 3.323
[13 empty] | 2036-05-01 | 3.301 | 3.301 | 3.301 | 3.301 | 2.401 | 3.301
[13 empty] | 2036-06-01 | 3.336 | 3.336 | 3.336 | 3.336 | 2.511 | 3.336
[13 empty] | 2036-07-01 | 3.376 | 3.376 | 3.376 | 3.376 | 2.594 | 3.376
[13 empty] | 2036-08-01 | 3.416 | 3.416 | 3.416 | 3.416 | 2.644 | 3.416
[13 empty] | 2036-09-01 | 3.431 | 3.431 | 3.431 | 3.431 | 2.513 | 3.431
[13 empty] | 2036-10-01 | 3.477 | 3.477 | 3.477 | 3.477 | 2.572 | 3.477
[13 empty] | 2036-11-01 | 3.549 | 3.549 | 3.549 | 3.549 | 2.287 | 3.549
[13 empty] | 2036-12-01 | 3.704 | 3.704 | 3.704 | 3.704 | 3.682 | 3.704
[13 empty] | 2037-01-01 | 3.929 | 3.929 | 3.929 | 3.929 | 3.929 | 3.929
[13 empty] | 2037-02-01 | 3.779 | 3.779 | 3.779 | 3.779 | 3.779 | 3.779
[13 empty] | 2037-03-01 | 3.579 | 3.579 | 3.579 | 3.579 | 3.579 | 3.579
[13 empty] | 2037-04-01 | 3.249 | 3.249 | 3.249 | 3.249 | 3.249 | 3.249
[13 empty] | 2037-05-01 | 3.227 | 3.227 | 3.227 | 3.227 | 3.227 | 3.227
[13 empty] | 2037-06-01 | 3.262 | 3.262 | 3.262 | 3.262 | 3.262 | 3.262
[13 empty] | 2037-07-01 | 3.302 | 3.302 | 3.302 | 3.302 | 3.302 | 3.302
[13 empty] | 2037-08-01 | 3.342 | 3.342 | 3.342 | 3.342 | 3.342 | 3.342
[13 empty] | 2037-09-01 | 3.357 | 3.357 | 3.357 | 3.357 | 3.357 | 3.357
[13 empty] | 2037-10-01 | 3.403 | 3.403 | 3.403 | 3.403 | 3.403 | 3.403
[13 empty] | 2037-11-01 | 3.475 | 3.475 | 3.475 | 3.475 | 3.475 | 3.475
[14 empty] | 3.515 | 3.493 | 2.835 | 6.063 | 3.493 | 2.945

## BLS Input
PPI Industry Data
Original Data Value
Source: | https://data.bls.gov/timeseries/PCU221110221110
Series ID: | PCU221110221110
Series Title: | PPI industry data for Electric power generation, not seasonally adjusted
Industry: | Electric power generation
Product: | Electric power generation
Base Date: | 200312
Years: | 2015 to 2025 | [15 empty] | CPI-U, All Items Less Food and Energy
Years in Escalation Rate | 5
Year | Jan | Feb | Mar | Apr | May | Jun | Jul | Aug | Sep | Oct | Nov | Dec | Annual Avg. | Full Year Flag | Commentary: | The BLS escalation rate is based on the latest five full years of available data. It is important to have a full year of data as the historical trend is that months early in the year have a higher value than the annual average. | Year | Jan | Feb | Mar | Apr | May | Jun | Jul | Aug | Sep | Oct | Nov | Dec | Annual Avg. | Full Year Flag
2019 | 134.3 | 150.9 | 152.9 | 132 | 129.9 | 136.1 | 137.4 | 170.1 | 169.5 | 140.4 | 140.2 | 131.5 | 143.7667 | 1 |  |  | 2019 | 260.122 | 261.114 | 261.836 | 262.332 | 262.59 | 263.177 | 263.566 | 264.169 | 264.522 | 265.059 | 265.108 | 264.935 | 263.2108 | 1
2020 | 126.7 | 124 | 122.6 | 120.6 | 118.5 | 124.9 | 134 | 153 | 139.4 | 140.8 | 141.6 | 136.5 | 131.8833 | 1 |  |  | 2020 | 266.004 | 267.268 | 267.312 | 266.089 | 265.799 | 266.302 | 267.703 | 268.756 | 269.054 | 269.328 | 269.473 | 269.226 | 267.6928 | 1
2021 | 133.3 | 744.7 | 154.3 | 139.2 | 141.7 | 172.2 | 175.846 | 181.188 | 187.185 | 190.963 | 180.446 | 163.065 | 213.6744 | 1 |  |  | 2021 | 269.755 | 270.696 | 271.713 | 273.968 | 275.893 | 278.218 | 279.146 | 279.507 | 279.884 | 281.617 | 282.754 | 283.908 | 277.2549 | 1
2022 | 167.911 | 168.471 | 169.408 | 193.19 | 277.664 | 234.338 | 296.086 | 274.912 | 286.887 | 207.824 | 194.072 | 310.65 | 231.7844 | 1 |  |  | 2022 | 285.996 | 288.059 | 289.305 | 290.846 | 292.506 | 294.68 | 295.646 | 297.178 | 298.442 | 299.315 | 299.6 | 300.113 | 294.3072 | 1
2023 | 265.846 | 165.241 | 175.314 | 153.936 | 136.176 | 150.926 | 178.789 | 280.482 | 201.846 | 159.477 | 167.464 | 155.543 | 182.5867 | 1 |  |  | 2023 | 301.962 | 304.011 | 305.476 | 306.899 | 308.096 | 308.91 | 309.402 | 310.103 | 310.817 | 311.38 | 311.606 | 311.907 | 308.3808 | 1
2024 | 194.347 | 147.351 | 142.831 | 136.608 | 155.6 | 146.794 | 171.117 | 170.346 | 165.819 | 160.864 | 141.609 | 159.062 | 157.6957 | 1 |  |  | 2024 | 313.623 | 315.419 | 317.088 | 317.978 | 318.629 | 319.003 | 319.214 | 320.017 | 321.109 | 321.758 | 321.947 | 322.007 | 318.9827 | 1
2025 | 5 Jan: 160.234; 5 Feb: 165.95; 5 Mar: 153.004; 5 Apr: 149.477; 5 May: 153.07; 5 Jun: 157.994 | Data Missing | 0 |  |  | 2025 | 323.842 | 325.252 | 325.933 | 326.815 | 327.509 | 328.364 | [6 empty] | Data Missing | 0
| 5 Dec: PPI Inflation Rate | 3.64% | [15 empty] | CPI Inflation Rate | 3.568%
| 5 Dec: CPI Inflation Rate | 3.568%
| 5 Dec: BLS Escalation Rate | 0.07154%

## Generation Capacity
Generation Capacity
Status | Data Needed: TRC Order Section
Complete | PJM Base Residual Auction Results: B.6 Page 17
[24 empty] | Years Averaged | 5
Demand Split
[24 empty] | Summer | 50%
[24 empty] | Winter | 50%
|  | Seasonally Adjusted BRA Results (Real $/MW-day) | [9 empty] | Seasonally Adjusted PJM BRA Results (Real $/kW-year) | [11 empty] | PJM BRA Results (Real $/MW-day)
EDC | Zone | Summer |  |  |  |  | Winter |  |  |  |  | Summer | [5 empty] | Winter | [6 empty] | Zone | Summer |  |  |  |  | Winter
|  | 2022/2021 | 2023/2024 | 2024/2025 | 2025/2026 | 2026/2027 | 2022/2021 | 2023/2024 | 2024/2025 | 2025/2026 | 2026/2027 | 2020/2021 | 2021/2022 | 2024/2025 | 2025/2026 | 2026/2027 | 5-Year Average | 2020/2021 | 2021/2022 | 2024/2025 | 2025/2026 | 2026/2027 | 5-Year Average | EDC |  | 2022/2021 | 2023/2024 | 2024/2025 | 2025/2026 | 2026/2027 | 2022/2021 | 2023/2024 | 2024/2025 | 2025/2026 | 2026/2027
DLC | DLCO | 25 | 17.065 | 14.46 | 134.96 | 164.585 | 25 | 17.065 | 14.46 | 134.96 | 164.585 | 9.125 | 6.2287 | 5.2779 | 49.2604 | 60.0735 | 25.9931 | 9.125 | 6.2287 | 5.2779 | 49.2604 | 60.0735 | 25.9931 | DLC | DLCO | 50 | 34.13 | 28.92 | 269.92 | 329.17 | 50 | 34.13 | 28.92 | 269.92 | 329.17
Met-Ed | METED | 47.895 | 24.745 | 24.745 | 134.96 | 164.585 | 47.895 | 24.745 | 24.745 | 134.96 | 164.585 | 17.4817 | 9.0319 | 9.0319 | 49.2604 | 60.0735 | 28.9759 | 17.4817 | 9.0319 | 9.0319 | 49.2604 | 60.0735 | 28.9759 | Met-Ed | METED | 95.79 | 49.49 | 49.49 | 269.92 | 329.17 | 95.79 | 49.49 | 49.49 | 269.92 | 329.17
PECO | PECO | 48.93 | 24.745 | 27.475 | 134.96 | 164.585 | 48.93 | 24.745 | 27.475 | 134.96 | 164.585 | 17.8595 | 9.0319 | 10.0284 | 49.2604 | 60.0735 | 29.2507 | 17.8595 | 9.0319 | 10.0284 | 49.2604 | 60.0735 | 29.2507 | PECO | PECO | 97.86 | 49.49 | 54.95 | 269.92 | 329.17 | 97.86 | 49.49 | 54.95 | 269.92 | 329.17
Penelec | PENLC | 47.895 | 24.745 | 24.745 | 134.96 | 164.585 | 47.895 | 24.745 | 24.745 | 134.96 | 164.585 | 17.4817 | 9.0319 | 9.0319 | 49.2604 | 60.0735 | 28.9759 | 17.4817 | 9.0319 | 9.0319 | 49.2604 | 60.0735 | 28.9759 | Penelec | PENLC | 95.79 | 49.49 | 49.49 | 269.92 | 329.17 | 95.79 | 49.49 | 49.49 | 269.92 | 329.17
Penn Power | ATSI | 25 | 17.065 | 14.46 | 134.96 | 164.585 | 25 | 17.065 | 14.46 | 134.96 | 164.585 | 9.125 | 6.2287 | 5.2779 | 49.2604 | 60.0735 | 25.9931 | 9.125 | 6.2287 | 5.2779 | 49.2604 | 60.0735 | 25.9931 | Penn Power | ATSI | 50 | 34.13 | 28.92 | 269.92 | 329.17 | 50 | 34.13 | 28.92 | 269.92 | 329.17
PPL | PL | 47.895 | 24.745 | 24.745 | 134.96 | 164.585 | 47.895 | 24.745 | 24.745 | 134.96 | 164.585 | 17.4817 | 9.0319 | 9.0319 | 49.2604 | 60.0735 | 28.9759 | 17.4817 | 9.0319 | 9.0319 | 49.2604 | 60.0735 | 28.9759 | PPL | PL | 95.79 | 49.49 | 49.49 | 269.92 | 329.17 | 95.79 | 49.49 | 49.49 | 269.92 | 329.17
West Penn | APS | 25 | 17.065 | 14.46 | 134.96 | 164.585 | 25 | 17.065 | 14.46 | 134.96 | 164.585 | 9.125 | 6.2287 | 5.2779 | 49.2604 | 60.0735 | 25.9931 | 9.125 | 6.2287 | 5.2779 | 49.2604 | 60.0735 | 25.9931 | West Penn | APS | 50 | 34.13 | 28.92 | 269.92 | 329.17 | 50 | 34.13 | 28.92 | 269.92 | 329.17
Note: Data through 2024-25 BRA auction does not include winter peak values. Assumed BRA results encompass value for both summer and winter peak. This may change for future auctions
Avoided Generation Capacity Forecast in Nominal Dollars (Nominal $/kW-year)
Act 129 PY | DY/PY Start | DY/PY End | Summer | [6 empty] | Winter | [6 empty] | Inflation Flag | Input Flag
|  |  | DLC | Met-Ed | PECO | Penelec | Penn Power | PPL | West Penn | DLC | Met-Ed | PECO | Penelec | Penn Power | PPL | West Penn | Inflation Flag | Input
18 | 2026 | 2027 | 60.0735 | 60.0735 | 60.0735 | 60.0735 | 60.0735 | 60.0735 | 60.0735 | 60.0735 | 60.0735 | 60.0735 | 60.0735 | 60.0735 | 60.0735 | 60.0735 | 0 | annual
19 | 2027 | 2028 | 25.9931 | 28.9759 | 29.2507 | 28.9759 | 25.9931 | 28.9759 | 25.9931 | 25.9931 | 28.9759 | 29.2507 | 28.9759 | 25.9931 | 28.9759 | 25.9931 | 0 | average
20 | 2028 | 2029 | 26.5316 | 29.5761 | 29.8567 | 29.5761 | 26.5316 | 29.5761 | 26.5316 | 26.5316 | 29.5761 | 29.8567 | 29.5761 | 26.5316 | 29.5761 | 26.5316 | 1 | average
21 | 2029 | 2030 | 27.0812 | 30.1888 | 30.4752 | 30.1888 | 27.0812 | 30.1888 | 27.0812 | 27.0812 | 30.1888 | 30.4752 | 30.1888 | 27.0812 | 30.1888 | 27.0812 | 1 | average
22 | 2030 | 2031 | 27.6422 | 30.8142 | 31.1065 | 30.8142 | 27.6422 | 30.8142 | 27.6422 | 27.6422 | 30.8142 | 31.1065 | 30.8142 | 27.6422 | 30.8142 | 27.6422 | 1 | average
23 | 2031 | 2032 | 28.2148 | 31.4525 | 31.7509 | 31.4525 | 28.2148 | 31.4525 | 28.2148 | 28.2148 | 31.4525 | 31.7509 | 31.4525 | 28.2148 | 31.4525 | 28.2148 | 1 | average
24 | 2032 | 2033 | 28.7993 | 32.1041 | 32.4086 | 32.1041 | 28.7993 | 32.1041 | 28.7993 | 28.7993 | 32.1041 | 32.4086 | 32.1041 | 28.7993 | 32.1041 | 28.7993 | 1 | average
25 | 2033 | 2034 | 29.3959 | 32.7691 | 33.08 | 32.7691 | 29.3959 | 32.7691 | 29.3959 | 29.3959 | 32.7691 | 33.08 | 32.7691 | 29.3959 | 32.7691 | 29.3959 | 1 | average
26 | 2034 | 2035 | 30.0048 | 33.448 | 33.7652 | 33.448 | 30.0048 | 33.448 | 30.0048 | 30.0048 | 33.448 | 33.7652 | 33.448 | 30.0048 | 33.448 | 30.0048 | 1 | average
27 | 2035 | 2036 | 30.6264 | 34.1408 | 34.4647 | 34.1408 | 30.6264 | 34.1408 | 30.6264 | 30.6264 | 34.1408 | 34.4647 | 34.1408 | 30.6264 | 34.1408 | 30.6264 | 1 | average
28 | 2036 | 2037 | 31.2608 | 34.8481 | 35.1786 | 34.8481 | 31.2608 | 34.8481 | 31.2608 | 31.2608 | 34.8481 | 35.1786 | 34.8481 | 31.2608 | 34.8481 | 31.2608 | 1 | average
29 | 2037 | 2038 | 31.9084 | 35.57 | 35.9074 | 35.57 | 31.9084 | 35.57 | 31.9084 | 31.9084 | 35.57 | 35.9074 | 35.57 | 31.9084 | 35.57 | 31.9084 | 1 | average
30 | 2038 | 2039 | 32.5694 | 36.3068 | 36.6512 | 36.3068 | 32.5694 | 36.3068 | 32.5694 | 32.5694 | 36.3068 | 36.6512 | 36.3068 | 32.5694 | 36.3068 | 32.5694 | 1 | average
31 | 2039 | 2040 | 33.2441 | 37.0589 | 37.4105 | 37.0589 | 33.2441 | 37.0589 | 33.2441 | 33.2441 | 37.0589 | 37.4105 | 37.0589 | 33.2441 | 37.0589 | 33.2441 | 1 | average
32 | 2040 | 2041 | 33.9328 | 37.8266 | 38.1854 | 37.8266 | 33.9328 | 37.8266 | 33.9328 | 33.9328 | 37.8266 | 38.1854 | 37.8266 | 33.9328 | 37.8266 | 33.9328 | 1 | average
33 | 2041 | 2042 | 34.6357 | 38.6102 | 38.9765 | 38.6102 | 34.6357 | 38.6102 | 34.6357 | 34.6357 | 38.6102 | 38.9765 | 38.6102 | 34.6357 | 38.6102 | 34.6357 | 1 | average
34 | 2042 | 2043 | 35.3532 | 39.4101 | 39.7839 | 39.4101 | 35.3532 | 39.4101 | 35.3532 | 35.3532 | 39.4101 | 39.7839 | 39.4101 | 35.3532 | 39.4101 | 35.3532 | 1 | average
35 | 2043 | 2044 | 36.0855 | 40.2264 | 40.608 | 40.2264 | 36.0855 | 40.2264 | 36.0855 | 36.0855 | 40.2264 | 40.608 | 40.2264 | 36.0855 | 40.2264 | 36.0855 | 1 | average
36 | 2044 | 2045 | 36.8331 | 41.0598 | 41.4492 | 41.0598 | 36.8331 | 41.0598 | 36.8331 | 36.8331 | 41.0598 | 41.4492 | 41.0598 | 36.8331 | 41.0598 | 36.8331 | 1 | average
37 | 2045 | 2046 | 37.5961 | 41.9103 | 42.3079 | 41.9103 | 37.5961 | 41.9103 | 37.5961 | 37.5961 | 41.9103 | 42.3079 | 41.9103 | 37.5961 | 41.9103 | 37.5961 | 1 | average
38 | 2046 | 2047 | 38.3749 | 42.7785 | 43.1843 | 42.7785 | 38.3749 | 42.7785 | 38.3749 | 38.3749 | 42.7785 | 43.1843 | 42.7785 | 38.3749 | 42.7785 | 38.3749 | 1 | average
39 | 2047 | 2048 | 39.1698 | 43.6647 | 44.0789 | 43.6647 | 39.1698 | 43.6647 | 39.1698 | 39.1698 | 43.6647 | 44.0789 | 43.6647 | 39.1698 | 43.6647 | 39.1698 | 1 | average

## T&D Capacity
Avoided Transmission Capacity Forecast in Nominal Dollars ($/kW-year) - Summer | [9 empty] | Avoided Distrbution Capacity Forecast in Nominal Dollars ($/kW-year) - Summer
Act 129 PY | DY/PY Start | DY/PY End | DLC | Met-Ed | PECO | Penelec | Penn Power | PPL | West Penn | DLC | Met-Ed | PECO | Penelec | Penn Power | PPL | West Penn
18 | 2026 | 2027 | 61.0663 | 58.9185 | 22.4763 | 44.1889 | 77.0955 | 47.9951 | 8.8289 | 59.279 | 52.4618 | 39.6111 | 37.1797 | 43.5169 | 25.1112 | 41.2452
19 | 2027 | 2028 | 62.3313 | 60.139 | 22.9419 | 45.1042 | 78.6926 | 48.9893 | 9.0118 | 64.4281 | 55.8163 | 47.2065 | 42.6428 | 45.5178 | 26.6794 | 46.2659
20 | 2028 | 2029 | 63.6225 | 61.3848 | 23.4172 | 46.0386 | 80.3227 | 50.0042 | 9.1985 | 69.9287 | 58.9502 | 49.6366 | 47.9815 | 45.1723 | 28.9972 | 51.8853
21 | 2029 | 2030 | 64.9405 | 62.6564 | 23.9023 | 46.9923 | 81.9867 | 51.04 | 9.389 | 76.2057 | 62.1595 | 51.0361 | 53.0509 | 45.792 | 31.5465 | 56.9182
22 | 2030 | 2031 | 66.2857 | 63.9544 | 24.3974 | 47.9658 | 83.6851 | 52.0973 | 9.5835 | 81.3033 | 65.4108 | 50.5275 | 57.9683 | 45.9809 | 33.9367 | 62.1946
23 | 2031 | 2032 | 67.6589 | 65.2792 | 24.9028 | 48.9594 | 85.4186 | 53.1765 | 9.782 | 82.9875 | 66.7658 | 51.5742 | 59.1691 | 46.9335 | 34.6397 | 63.483
24 | 2032 | 2033 | 69.0604 | 66.6315 | 25.4187 | 49.9736 | 87.1881 | 54.2781 | 9.9847 | 84.7067 | 68.1489 | 52.6426 | 60.3948 | 47.9057 | 35.3572 | 64.7981
25 | 2033 | 2034 | 70.4911 | 68.0118 | 25.9452 | 51.0088 | 88.9942 | 55.4025 | 10.1915 | 86.4614 | 69.5607 | 53.7331 | 61.6459 | 48.8981 | 36.0897 | 66.1404
26 | 2034 | 2035 | 71.9513 | 69.4207 | 26.4827 | 52.0655 | 90.8378 | 56.5502 | 10.4026 | 88.2525 | 71.0016 | 54.8462 | 62.923 | 49.911 | 36.8373 | 67.5105
27 | 2035 | 2036 | 73.4418 | 70.8588 | 27.0313 | 53.1441 | 92.7195 | 57.7217 | 10.6181 | 90.0807 | 72.4725 | 55.9824 | 64.2264 | 50.945 | 37.6004 | 68.909
28 | 2036 | 2037 | 74.9632 | 72.3266 | 27.5913 | 54.245 | 94.6403 | 58.9174 | 10.8381 | 91.9467 | 73.9738 | 57.1421 | 65.5569 | 52.0003 | 38.3793 | 70.3365
29 | 2037 | 2038 | 76.5161 | 73.8249 | 28.1628 | 55.3687 | 96.6008 | 60.1379 | 11.0626 | 93.8515 | 75.5062 | 58.3258 | 66.915 | 53.0775 | 39.1743 | 71.7935
30 | 2038 | 2039 | 78.1012 | 75.3542 | 28.7463 | 56.5157 | 98.6019 | 61.3837 | 11.2918 | 95.7956 | 77.0703 | 59.534 | 68.3011 | 54.1771 | 39.9859 | 73.2808
31 | 2039 | 2040 | 79.7191 | 76.9152 | 29.3417 | 57.6864 | 100.6445 | 62.6553 | 11.5257 | 97.7801 | 78.6669 | 60.7673 | 69.716 | 55.2994 | 40.8142 | 74.7988
32 | 2040 | 2041 | 81.3705 | 78.5086 | 29.9496 | 58.8814 | 102.7294 | 63.9532 | 11.7644 | 99.8056 | 80.2965 | 62.0261 | 71.1602 | 56.4449 | 41.6597 | 76.3483
33 | 2041 | 2042 | 83.0561 | 80.1349 | 30.57 | 60.1012 | 104.8575 | 65.278 | 12.0081 | 101.8732 | 81.9599 | 63.311 | 72.6343 | 57.6142 | 42.5227 | 77.9299
34 | 2042 | 2043 | 84.7766 | 81.7949 | 31.2033 | 61.3462 | 107.0296 | 66.6303 | 12.2569 | 103.9835 | 83.6577 | 64.6225 | 74.139 | 58.8077 | 43.4035 | 79.5442
35 | 2043 | 2044 | 86.5328 | 83.4893 | 31.8496 | 62.617 | 109.2468 | 68.0106 | 12.5108 | 106.1376 | 85.3907 | 65.9612 | 75.6748 | 60.0259 | 44.3027 | 81.192
36 | 2044 | 2045 | 88.3254 | 85.2189 | 32.5094 | 63.9141 | 111.5099 | 69.4194 | 12.77 | 108.3362 | 87.1596 | 67.3276 | 77.2424 | 61.2694 | 45.2204 | 82.874
37 | 2045 | 2046 | 90.1551 | 86.9842 | 33.1829 | 65.2382 | 113.8199 | 70.8575 | 13.0345 | 110.5805 | 88.9651 | 68.7224 | 78.8425 | 62.5386 | 46.1572 | 84.5907
Avoided Transmission Capacity Forecast in Nominal Dollars ($/kW-year) - Winter | [9 empty] | Avoided Distrbution Capacity Forecast in Nominal Dollars ($/kW-year) - Winter
Act 129 PY | DY/PY Start | DY/PY End | DLC | Met-Ed | PECO | Penelec | Penn Power | PPL | West Penn | DLC | Met-Ed | PECO | Penelec | Penn Power | PPL | West Penn
18 | 2026 | 2027 | 0 | 0 | 0 | 14.7296 | 0 | 47.9951 | 8.8289 | 0.20764 | 6.6986 | 10.2609 | 5.7866 | 16.2688 | 32.4384 | 5.0498 | Summer Transmission ($/kW-year system-level) |  |  | Summer Distribution ($/kW-year Nominal)
19 | 2027 | 2028 | 0 | 0 | 0 | 15.0347 | 0 | 48.9893 | 9.0118 | 0.11778 | 7.2132 | 5.6714 | 5.9729 | 16.7637 | 36.4762 | 6.0599 | EDC | 2026 | Tool Lookup | EDC | 2026 | 2027 | 2028 | 2029 | 2030 | Tool Lookup
20 | 2028 | 2029 | 0 | 0 | 0 | 15.3462 | 0 | 50.0042 | 9.1985 | 0.18054 | 8.1627 | 5.5438 | 6.2364 | 19.3328 | 39.3962 | 7.0145 | PECO | 22.4763 | PECO | PECO | 39.6111 | 47.2065 | 49.6366 | 51.0361 | 50.5275 | PECO
21 | 2029 | 2030 | 0 | 0 | 0 | 15.6641 | 0 | 51.04 | 9.389 | 0.17798 | 8.6434 | 5.0832 | 6.5809 | 20.5734 | 41.879 | 7.929 | PPL | 47.9951 | PPL | PPL | 25.1112 | 26.6794 | 28.9972 | 31.5465 | 33.9367 | PPL
22 | 2030 | 2031 | 0 | 0 | 0 | 15.9886 | 0 | 52.0973 | 9.5835 | 0.28675 | 9.6837 | 7.1649 | 7.2358 | 22.6987 | 44.3042 | 9.0186 | Duquesne Light | 61.0663 | DLC | Duquesne Light | 59.279 | 64.4281 | 69.9287 | 76.2057 | 81.3033 | DLC
23 | 2031 | 2032 | 0 | 0 | 0 | 16.3198 | 0 | 53.1765 | 9.782 | 0.29269 | 9.8843 | 7.3134 | 7.3857 | 23.169 | 45.222 | 9.2055 | FE: Met-Ed | 58.9185 | Met-Ed | FE: Met-Ed | 52.4618 | 55.8163 | 58.9502 | 62.1595 | 65.4108 | Met-Ed
24 | 2032 | 2033 | 0 | 0 | 0 | 16.6579 | 0 | 54.2781 | 9.9847 | 0.29875 | 10.0891 | 7.4649 | 7.5387 | 23.6489 | 46.1588 | 9.3962 | FE: Penelec | 44.1889 | Penelec | FE: Penelec | 37.1797 | 42.6428 | 47.9815 | 53.0509 | 57.9683 | Penelec
25 | 2033 | 2034 | 0 | 0 | 0 | 17.0029 | 0 | 55.4025 | 10.1915 | 0.30494 | 10.2981 | 7.6195 | 7.6949 | 24.1388 | 47.115 | 9.5908 | FE: Penn Power | 77.0955 | Penn Power | FE: Penn Power | 43.5169 | 45.5178 | 45.1723 | 45.792 | 45.9809 | Penn Power
26 | 2034 | 2035 | 0 | 0 | 0 | 17.3552 | 0 | 56.5502 | 10.4026 | 0.31126 | 10.5114 | 7.7773 | 7.8543 | 24.6388 | 48.091 | 9.7895 | FE: West Penn Power | 8.8289 | West Penn | FE: West Penn Power | 41.2452 | 46.2659 | 51.8853 | 56.9182 | 62.1946 | West Penn
27 | 2035 | 2036 | 0 | 0 | 0 | 17.7147 | 0 | 57.7217 | 10.6181 | 0.3177 | 10.7291 | 7.9384 | 8.017 | 25.1493 | 49.0872 | 9.9923
28 | 2036 | 2037 | 0 | 0 | 0 | 18.0817 | 0 | 58.9174 | 10.8381 | 0.32429 | 10.9514 | 8.1029 | 8.1831 | 25.6702 | 50.1041 | 10.1993 | Winter Transmission ($/kW-year system-level) |  |  | Winter Distribution ($/kW-year Nominal)
29 | 2037 | 2038 | 0 | 0 | 0 | 18.4562 | 0 | 60.1379 | 11.0626 | 0.331 | 11.1783 | 8.2707 | 8.3526 | 26.202 | 51.142 | 10.4106 | EDC | 2026 | Tool Lookup | EDC | 2026 | 2027 | 2028 | 2029 | 2030 | Tool Lookup
30 | 2038 | 2039 | 0 | 0 | 0 | 18.8386 | 0 | 61.3837 | 11.2918 | 0.33786 | 11.4098 | 8.4421 | 8.5256 | 26.7448 | 52.2015 | 10.6262 | PECO | 0 | PECO | PECO | 10.2609 | 5.6714 | 5.5438 | 5.0832 | 7.1649 | PECO
31 | 2039 | 2040 | 0 | 0 | 0 | 19.2288 | 0 | 62.6553 | 11.5257 | 0.34486 | 11.6462 | 8.617 | 8.7022 | 27.2988 | 53.2828 | 10.8463 | PPL | 47.9951 | PPL | PPL | 32.4384 | 36.4762 | 39.3962 | 41.879 | 44.3042 | PPL
32 | 2040 | 2041 | 0 | 0 | 0 | 19.6271 | 0 | 63.9532 | 11.7644 | 0.352 | 11.8874 | 8.7955 | 8.8825 | 27.8643 | 54.3866 | 11.071 | Duquesne Light | 0 | DLC | Duquesne Light | 0.20764 | 0.11778 | 0.18054 | 0.17798 | 0.28675 | DLC
33 | 2041 | 2042 | 0 | 0 | 0 | 20.0337 | 0 | 65.278 | 12.0081 | 0.3593 | 12.1337 | 8.9777 | 9.0665 | 28.4415 | 55.5133 | 11.3004 | FE: Met-Ed | 0 | Met-Ed | FE: Met-Ed | 6.6986 | 7.2132 | 8.1627 | 8.6434 | 9.6837 | Met-Ed
34 | 2042 | 2043 | 0 | 0 | 0 | 20.4487 | 0 | 66.6303 | 12.2569 | 0.36674 | 12.3851 | 9.1636 | 9.2543 | 29.0307 | 56.6632 | 11.5345 | FE: Penelec | 14.7296 | Penelec | FE: Penelec | 5.7866 | 5.9729 | 6.2364 | 6.5809 | 7.2358 | Penelec
35 | 2043 | 2044 | 0 | 0 | 0 | 20.8723 | 0 | 68.0106 | 12.5108 | 0.37434 | 12.6416 | 9.3535 | 9.446 | 29.6321 | 57.837 | 11.7734 | FE: Penn Power | 0 | Penn Power | FE: Penn Power | 16.2688 | 16.7637 | 19.3328 | 20.5734 | 22.6987 | Penn Power
36 | 2044 | 2045 | 0 | 0 | 0 | 21.3047 | 0 | 69.4194 | 12.77 | 0.38209 | 12.9035 | 9.5472 | 9.6417 | 30.246 | 59.0352 | 12.0173 | FE: West Penn Power | 8.8289 | West Penn | FE: West Penn Power | 5.0498 | 6.0599 | 7.0145 | 7.929 | 9.0186 | West Penn
37 | 2045 | 2046 | 0 | 0 | 0 | 21.7461 | 0 | 70.8575 | 13.0345 | 0.39001 | 13.1708 | 9.745 | 9.8414 | 30.8725 | 60.2581 | 12.2662

## AEPS
Alternative Energy Portfolio Standards (AEPS) Act
| Year | 2026
| Load (MWh) | 1000
Alternative Enery Credit Prices as of 05/01/24
| Credit | Tier Req (weight) | Price |  | Required Credits | Cost | Tier | Reporting Year | Marex (Bid price) | Marex (Offer price) | Avg Price
| Solar | 0.5% | 37.25 |  | 5 | 186.25 | [5 empty] | Program Year | PY Start | PY End. | AEPS Cost
| Tier I | 8% | 34.2 |  | 80 | 2736 | Solar | 2024 | 34.5 | 35.5 | 35 | 18 | 2027 | 2028 | 6.8848
| Tier II | 10% | 39.625 |  | 100 | 3962.5 |  | 2025 | 37 | 38 | 37.5 | 19 | 2028 | 2029 | 7.0224
|  |  |  | Total | 185 | 6884.75 |  | 2026 | 36.75 | 37.75 | 37.25 | 20 | 2029 | 2030 | 7.1629
| Weighted Avg. Price (Per Credit) | [6 empty] | 2027 | 36.5 | 37.5 | 37 | 21 | 2030 | 2031 | 7.3062
| 37.2149 | [5 empty] | Tier I | 2023 | 34.55 | 35.05 | 34.8 | 22 | 2031 | 2032 | 7.4523
[8 empty] | 2024 | 34.5 | 35 | 34.75 | 23 | 2032 | 2033 | 7.6013
| Weighted Avg. Price (Per MWh) | [6 empty] | 2025 | 34.55 | 35.05 | 34.8 | 24 | 2033 | 2034 | 7.7533
| 6.8848 | [6 empty] | 2026 | 33.95 | 34.45 | 34.2 | 25 | 2034 | 2035 | 7.9084
[7 empty] | Tier II | 2023 | 33.5 | 34.25 | 33.875 | 26 | 2035 | 2036 | 8.0666
[8 empty] | 2024 | 35 | 35.75 | 35.375 | 27 | 2036 | 2037 | 8.2279
[8 empty] | 2025 | 38.5 | 39.25 | 38.875 | 28 | 2037 | 2038 | 8.3925
[8 empty] | 2026 | 39.25 | 40 | 39.625 | 29 | 2038 | 2039 | 8.5603
[12 empty] | 30 | 2039 | 2040 | 8.7315
[12 empty] | 31 | 2040 | 2041 | 8.9062
[12 empty] | 32 | 2041 | 2042 | 9.0843
[12 empty] | 33 | 2042 | 2043 | 9.266
[12 empty] | 34 | 2043 | 2044 | 9.4513
[12 empty] | 35 | 2044 | 2045 | 9.6403
[12 empty] | 36 | 2045 | 2046 | 9.8331
[12 empty] | 37 | 2046 | 2047 | 10.0298
[12 empty] | 38 | 2047 | 2048 | 10.2304
[12 empty] | 39 | 2048 | 2049 | 10.435
[12 empty] | 40 | 2049 | 2050 | 10.6437
[12 empty] | 41 | 2050 | 2051 | 10.8566
[12 empty] | 42 | 2051 | 2052 | 11.0737
[12 empty] | 43 | 2052 | 2053 | 11.2952
[12 empty] | 44 | 2053 | 2054 | 11.5211
[12 empty] | 45 | 2054 | 2055 | 11.7515
[12 empty] | 46 | 2055 | 2056 | 11.9865
[12 empty] | 47 | 2056 | 2057 | 12.2262

## DRIPE
DRIPE
[13 empty] | Status | Data Source: PA_DRIPE_Study_Report_05.03.2024
[5 empty] | Demand Split | [7 empty] | Complete
|  | EDC Name: | Met-Ed |  | Summer | 50%
|  | Column Start: | 12 |  | Winter | 50%
Data from DRIPE report (5.3.24)
[7 empty] | To Output Table | [5 empty] | Generation Capacity DRIPE Estimates (System Level)
| DY/PY Start | Generation Capacity DRIPE ($/kW yr) |  |  |  |  | DY/PY Start | Energy DRIPE ($/MWh) |  |  |  |  | Start Year | PECO |  |  |  | PPL |  |  |  | DLC |  |  |  | Met-Ed |  |  |  | Penelec |  |  |  | Penn Power |  |  |  | West Penn Power
|  | PY18 | PY19 | PY20 | PY21 | PY22 |  | PY18 | PY19 | PY20 | PY21 | PY22 |  | Year 1 | Year 2 | Year 3 | Year 4 | Year 1 | Year 2 | Year 3 | Year 4 | Year 1 | Year 2 | Year 3 | Year 4 | Year 1 | Year 2 | Year 3 | Year 4 | Year 1 | Year 2 | Year 3 | Year 4 | Year 1 | Year 2 | Year 3 | Year 4 | Year 1 | Year 2 | Year 3 | Year 4
1 | 2027 | 78.36 | 0 | 0 | 0 | 0 | 2027 | 13.86 | 0 | 0 | 0 | 0 | PY18 | 67.54 | 68.89 | 70.26 | 71.67 | 78.36 | 79.92 | 81.52 | 83.15 | 25.04 | 25.54 | 26.05 | 26.57 | 78.36 | 79.92 | 81.52 | 83.15 | 78.36 | 79.92 | 81.52 | 83.15 | 14.65 | 14.94 | 15.24 | 15.54 | 25.04 | 25.54 | 26.05 | 26.57
2 | 2028 | 79.92 | 79.92 | 0 | 0 | 0 | 2028 | 22.45 | 14.61 | 0 | 0 | 0 | PY19 | 68.89 | 70.26 | 71.67 | 73.1 | 79.92 | 81.52 | 83.15 | 84.82 | 25.54 | 26.05 | 26.57 | 27.1 | 79.92 | 81.52 | 83.15 | 84.82 | 79.92 | 81.52 | 83.15 | 84.82 | 14.94 | 15.24 | 15.54 | 15.85 | 25.54 | 26.05 | 26.57 | 27.1
3 | 2029 | 81.52 | 81.52 | 81.52 | 0 | 0 | 2029 | 29.02 | 23.39 | 15.22 | 0 | 0 | PY20 | 70.26 | 71.67 | 73.1 | 74.56 | 81.52 | 83.15 | 84.82 | 86.51 | 26.05 | 26.57 | 27.1 | 27.64 | 81.52 | 83.15 | 84.82 | 86.51 | 81.52 | 83.15 | 84.82 | 86.51 | 15.24 | 15.54 | 15.85 | 16.17 | 26.05 | 26.57 | 27.1 | 27.64
4 | 2030 | 83.15 | 83.15 | 83.15 | 83.15 | 0 | 2030 | 27.27 | 29.99 | 24.17 | 15.73 | 0 | PY21 | 71.67 | 73.1 | 74.56 | 76.06 | 83.15 | 84.82 | 86.51 | 88.24 | 26.57 | 27.1 | 27.64 | 28.2 | 83.15 | 84.82 | 86.51 | 88.24 | 83.15 | 84.82 | 86.51 | 88.24 | 15.54 | 15.85 | 16.17 | 16.49 | 26.57 | 27.1 | 27.64 | 28.2
| 2031 | 0 | 84.82 | 84.82 | 84.82 | 84.82 | 2031 | 0 | 28.16 | 30.98 | 24.96 | 16.25 | PY22 | 73.1 | 74.56 | 76.06 | 77.58 | 84.82 | 86.51 | 88.24 | 90.01 | 27.1 | 27.64 | 28.2 | 28.76 | 84.82 | 86.51 | 88.24 | 90.01 | 84.82 | 86.51 | 88.24 | 90.01 | 15.85 | 16.17 | 16.49 | 16.82 | 27.1 | 27.64 | 28.2 | 28.76
| 2032 | 0 | 0 | 86.51 | 86.51 | 86.51 | 2032 | 0 | 0 | 29.17 | 32.09 | 25.86
| 2033 | 0 | 0 | 0 | 88.24 | 88.24 | 2033 | 0 | 0 | 0 | 29.48 | 32.43 | Data from DRIPE report (5.3.24)
| 2034 | 0 | 0 | 0 | 0 | 90.01 | 2034 | 0 | 0 | 0 | 0 | 29.72 | Electric Energy DRIPE Estimates (System Level)
| 2035 | 0 | 0 | 0 | 0 | 0 | 2035 | 0 | 0 | 0 | 0 | 0 | Start Year | PECO Year 1: PECO; PPL Year 1: PPL; DLC Year 1: DLC; Met-Ed Year 1: Met-Ed; Penelec Year 1: Penelec; Penn Power Year 1: Penn Power; West Penn Power Year 1: West Penn Power
| 2036 | 0 | 0 | 0 | 0 | 0 | 2036 | 0 | 0 | 0 | 0 | 0 |  | Year 1 | Year 2 | Year 3 | Year 4 | Year 1 | Year 2 | Year 3 | Year 4 | Year 1 | Year 2 | Year 3 | Year 4 | Year 1 | Year 2 | Year 3 | Year 4 | Year 1 | Year 2 | Year 3 | Year 4 | Year 1 | Year 2 | Year 3 | Year 4 | Year 1 | Year 2 | Year 3 | Year 4
| 2037 | 0 | 0 | 0 | 0 | 0 | 2037 | 0 | 0 | 0 | 0 | 0 | PY18 | 14.65 | 24.23 | 31.97 | 30.62 | 14.72 | 24.39 | 32.25 | 30.98 | 14.69 | 24.28 | 32 | 30.64 | 13.86 | 22.45 | 29.02 | 27.27 | 14.79 | 24.53 | 32.47 | 31.2 | 14.73 | 24.38 | 32.24 | 30.98 | 13.25 | 21.65 | 28.61 | 27.47
| 2038 | 0 | 0 | 0 | 0 | 0 | 2038 | 0 | 0 | 0 | 0 | 0 | PY19 | 15.77 | 25.77 | 33.68 | 32.26 | 15.87 | 25.99 | 34.08 | 32.75 | 15.81 | 25.79 | 33.7 | 32.26 | 14.61 | 23.39 | 29.99 | 28.16 | 15.96 | 26.17 | 34.32 | 32.97 | 15.87 | 25.98 | 34.08 | 32.77 | 14.09 | 23.06 | 30.21 | 29.06
| 2039 | 0 | 0 | 0 | 0 | 0 | 2039 | 0 | 0 | 0 | 0 | 0 | PY20 | 16.77 | 27.15 | 35.49 | 34.13 | 16.92 | 27.46 | 36.02 | 34.78 | 16.78 | 27.16 | 35.48 | 34.12 | 15.22 | 24.17 | 30.98 | 29.17 | 17.03 | 27.66 | 36.27 | 34.99 | 16.91 | 27.46 | 36.05 | 34.83 | 15.01 | 24.35 | 31.97 | 30.9
| 2040 | 0 | 0 | 0 | 0 | 0 | 2040 | 0 | 0 | 0 | 0 | 0 | PY21 | 17.67 | 28.6 | 37.55 | 35.25 | 17.88 | 29.03 | 38.26 | 36.06 | 17.68 | 28.6 | 37.53 | 35.17 | 15.73 | 24.96 | 32.09 | 29.48 | 18 | 29.23 | 38.49 | 36.25 | 17.87 | 29.05 | 38.31 | 36.14 | 15.85 | 25.76 | 34 | 32.09
| 2041 | 0 | 0 | 0 | 0 | 0 | 2041 | 0 | 0 | 0 | 0 | 0 | PY22 | 18.61 | 30.26 | 38.77 | 36.41 | 18.9 | 30.83 | 39.67 | 37.42 | 18.61 | 30.25 | 38.69 | 36.28 | 16.25 | 25.86 | 32.43 | 29.72 | 19.03 | 31.02 | 39.88 | 37.58 | 18.91 | 30.88 | 39.75 | 37.5 | 16.77 | 27.4 | 35.31 | 33.36
| 2042 | 0 | 0 | 0 | 0 | 0 | 2042 | 0 | 0 | 0 | 0 | 0
| 2043 | 0 | 0 | 0 | 0 | 0 | 2043 | 0 | 0 | 0 | 0 | 0
| 2044 | 0 | 0 | 0 | 0 | 0 | 2044 | 0 | 0 | 0 | 0 | 0
| 2045 | 0 | 0 | 0 | 0 | 0 | 2045 | 0 | 0 | 0 | 0 | 0
| 2046 | 0 | 0 | 0 | 0 | 0 | 2046 | 0 | 0 | 0 | 0 | 0
| To Output Table | [5 empty] | To Output Table
| DY/PY Start | Summer Generation Capacity DRIPE ($/kW yr) |  |  |  |  | DY/PY Start | Winter Generation Capacity DRIPE ($/kW yr)
|  | PY18 | PY19 | PY20 | PY21 | PY22 |  | PY18 | PY19 | PY20 | PY21 | PY22
| 2027 | 39.18 | 0 | 0 | 0 | 0 | 2027 | 39.18 | 0 | 0 | 0 | 0
| 2028 | 39.96 | 39.96 | 0 | 0 | 0 | 2028 | 39.96 | 39.96 | 0 | 0 | 0
| 2029 | 40.76 | 40.76 | 40.76 | 0 | 0 | 2029 | 40.76 | 40.76 | 40.76 | 0 | 0
| 2030 | 41.575 | 41.575 | 41.575 | 41.575 | 0 | 2030 | 41.575 | 41.575 | 41.575 | 41.575 | 0
| 2031 | 0 | 42.41 | 42.41 | 42.41 | 42.41 | 2031 | 0 | 42.41 | 42.41 | 42.41 | 42.41
| 2032 | 0 | 0 | 43.255 | 43.255 | 43.255 | 2032 | 0 | 0 | 43.255 | 43.255 | 43.255
| 2033 | 0 | 0 | 0 | 44.12 | 44.12 | 2033 | 0 | 0 | 0 | 44.12 | 44.12
| 2034 | 0 | 0 | 0 | 0 | 45.005 | 2034 | 0 | 0 | 0 | 0 | 45.005
| 2035 | 0 | 0 | 0 | 0 | 0 | 2035 | 0 | 0 | 0 | 0 | 0
| 2036 | 0 | 0 | 0 | 0 | 0 | 2036 | 0 | 0 | 0 | 0 | 0
| 2037 | 0 | 0 | 0 | 0 | 0 | 2037 | 0 | 0 | 0 | 0 | 0
| 2038 | 0 | 0 | 0 | 0 | 0 | 2038 | 0 | 0 | 0 | 0 | 0
| 2039 | 0 | 0 | 0 | 0 | 0 | 2039 | 0 | 0 | 0 | 0 | 0
| 2040 | 0 | 0 | 0 | 0 | 0 | 2040 | 0 | 0 | 0 | 0 | 0
| 2041 | 0 | 0 | 0 | 0 | 0 | 2041 | 0 | 0 | 0 | 0 | 0
| 2042 | 0 | 0 | 0 | 0 | 0 | 2042 | 0 | 0 | 0 | 0 | 0
| 2043 | 0 | 0 | 0 | 0 | 0 | 2043 | 0 | 0 | 0 | 0 | 0
| 2044 | 0 | 0 | 0 | 0 | 0 | 2044 | 0 | 0 | 0 | 0 | 0
| 2045 | 0 | 0 | 0 | 0 | 0 | 2045 | 0 | 0 | 0 | 0 | 0
| 2046 | 0 | 0 | 0 | 0 | 0 | 2046 | 0 | 0 | 0 | 0 | 0

## Arrearages
To LI Output Table | [8 empty] | Arrearages 2026 Data
PA ACT 129 Program Year | DY/PY Start | PECO | PPL | DLC | Met-Ed | Penelec | Penn Power | West Penn | EDC | Average kWh savings per participant (System Level) | Total Annual Impact Per MWh, $2026 | Source
18 | 2027 | 58.14 | 44.87 | 18.67 | 18.1 | 18.1 | 18.1 | 18.1 | PECO | 288 | 58.14 | EDC specific (per draft memo)
19 | 2028 | 59.3028 | 45.7674 | 19.0434 | 18.462 | 18.462 | 18.462 | 18.462 | PPL | 382 | 44.87 | EDC specific (per draft memo)
20 | 2029 | 60.4889 | 46.6827 | 19.4243 | 18.8312 | 18.8312 | 18.8312 | 18.8312 | DLC | 556 | 18.67 | EDC specific (per draft memo)
21 | 2030 | 61.6986 | 47.6164 | 19.8128 | 19.2079 | 19.2079 | 19.2079 | 19.2079 | Met-Ed | 350 | 18.1 | Statewide (per draft memo)
22 | 2031 | 62.9326 | 48.5687 | 20.209 | 19.592 | 19.592 | 19.592 | 19.592 | Penelec | 325 | 18.1 | Statewide (per draft memo)
23 | 2032 | 64.1913 | 49.5401 | 20.6132 | 19.9839 | 19.9839 | 19.9839 | 19.9839 | Penn Power | 358 | 18.1 | Statewide (per draft memo)
24 | 2033 | 65.4751 | 50.5309 | 21.0255 | 20.3835 | 20.3835 | 20.3835 | 20.3835 | West Penn | 372 | 18.1 | Statewide (per draft memo)
25 | 2034 | 66.7846 | 51.5415 | 21.446 | 20.7912 | 20.7912 | 20.7912 | 20.7912
26 | 2035 | 68.1203 | 52.5724 | 21.8749 | 21.207 | 21.207 | 21.207 | 21.207
27 | 2036 | 69.4827 | 53.6238 | 22.3124 | 21.6312 | 21.6312 | 21.6312 | 21.6312
28 | 2037 | 70.8723 | 54.6963 | 22.7586 | 22.0638 | 22.0638 | 22.0638 | 22.0638
29 | 2038 | 72.2898 | 55.7902 | 23.2138 | 22.5051 | 22.5051 | 22.5051 | 22.5051
30 | 2039 | 73.7356 | 56.906 | 23.6781 | 22.9552 | 22.9552 | 22.9552 | 22.9552
31 | 2040 | 75.2103 | 58.0441 | 24.1516 | 23.4143 | 23.4143 | 23.4143 | 23.4143
32 | 2041 | 76.7145 | 59.205 | 24.6347 | 23.8826 | 23.8826 | 23.8826 | 23.8826
33 | 2042 | 78.2488 | 60.3891 | 25.1274 | 24.3602 | 24.3602 | 24.3602 | 24.3602
34 | 2043 | 79.8138 | 61.5969 | 25.6299 | 24.8474 | 24.8474 | 24.8474 | 24.8474
35 | 2044 | 81.41 | 62.8288 | 26.1425 | 25.3444 | 25.3444 | 25.3444 | 25.3444
36 | 2045 | 83.0382 | 64.0854 | 26.6654 | 25.8513 | 25.8513 | 25.8513 | 25.8513
37 | 2046 | 84.699 | 65.3671 | 27.1987 | 26.3683 | 26.3683 | 26.3683 | 26.3683

## Six Period Loadshapes
Sector | Building Type | End Use | Summer Peak | Summer Off Peak | Winter Peak | Winter Off Peak | Shoulder Peak | Shoulder Off Peak | Source
Commercial | Composite | cooling | 57.62% | 29.03% | 1.791% | 0.9869% | 7.022% | 3.55% | NREL 2023 Comstock End-Use Load Profiles (AMY2018)
Commercial | Composite | exterior_lighting | 9.189% | 26.07% | 8.736% | 20.83% | 10.21% | 24.97% | NREL 2023 Comstock End-Use Load Profiles (AMY2018)
Commercial | Composite | fans | 25.93% | 18.83% | 12.85% | 11.39% | 17.62% | 13.37% | NREL 2023 Comstock End-Use Load Profiles (AMY2018)
Commercial | Composite | heat_recovery | 23.46% | 16.46% | 14.23% | 12.09% | 19.25% | 14.51% | NREL 2023 Comstock End-Use Load Profiles (AMY2018)
Commercial | Composite | heat_rejection | 57.18% | 31.85% | 1.265% | 0.5211% | 5.982% | 3.207% | NREL 2023 Comstock End-Use Load Profiles (AMY2018)
Commercial | Composite | heating | 0.4678% | 1.004% | 24.62% | 36.55% | 16% | 21.36% | NREL 2023 Comstock End-Use Load Profiles (AMY2018)
Commercial | Composite | interior_equipment | 24.09% | 17.14% | 14.31% | 10.58% | 20.29% | 13.59% | NREL 2023 Comstock End-Use Load Profiles (AMY2018)
Commercial | Composite | interior_lighting | 29.79% | 11.77% | 17.2% | 7.477% | 23.82% | 9.94% | PA Statewide Act 129 2014 Commercial and Residential Light Metering Study
Commercial | Composite | pumps | 15.19% | 13.35% | 15.4% | 21.81% | 15.45% | 18.81% | NREL 2023 Comstock End-Use Load Profiles (AMY2018)
Commercial | Composite | refrigeration | 22.86% | 22.33% | 10.98% | 12.03% | 15.93% | 15.87% | NREL 2023 Comstock End-Use Load Profiles (AMY2018)
Commercial | Composite | water_heating | 24.96% | 12.71% | 18.67% | 8.538% | 24.7% | 10.43% | NREL 2023 Comstock End-Use Load Profiles (AMY2018)
Commercial | Composite | whole_building | 25.22% | 16.29% | 14.34% | 12.94% | 17.86% | 13.35% | NREL 2023 Comstock End-Use Load Profiles (AMY2018)
Commercial | Education | cooling | 64.22% | 24.86% | 1.199% | 0.2469% | 6.974% | 2.497% | NREL 2023 Comstock End-Use Load Profiles (AMY2018)
Commercial | Education | exterior_lighting | 9.111% | 26.16% | 8.707% | 20.86% | 10.14% | 25.03% | NREL 2023 Comstock End-Use Load Profiles (AMY2018)
Commercial | Education | fans | 26.77% | 14.42% | 15.59% | 10.22% | 21.04% | 11.97% | NREL 2023 Comstock End-Use Load Profiles (AMY2018)
Commercial | Education | heat_recovery | 22.94% | 15.24% | 14.64% | 12.53% | 19.97% | 14.67% | NREL 2023 Comstock End-Use Load Profiles (AMY2018)
Commercial | Education | heat_rejection | 53.65% | 35.2% | 1.225% | 0.3726% | 5.942% | 3.606% | NREL 2023 Comstock End-Use Load Profiles (AMY2018)
Commercial | Education | heating | 1.113% | 1.852% | 27.53% | 27.65% | 20.93% | 20.93% | NREL 2023 Comstock End-Use Load Profiles (AMY2018)
Commercial | Education | interior_equipment | 23.54% | 13.83% | 16.78% | 9.692% | 23.71% | 12.46% | NREL 2023 Comstock End-Use Load Profiles (AMY2018)
Commercial | Education | interior_lighting | 30.98% | 8.092% | 19.95% | 5.627% | 27.6% | 7.756% | PA Statewide Act 129 2014 Commercial and Residential Light Metering Study
Commercial | Education | pumps | 25.68% | 18.59% | 12.27% | 14.01% | 15.37% | 14.08% | NREL 2023 Comstock End-Use Load Profiles (AMY2018)
Commercial | Education | refrigeration | 22.99% | 22.2% | 11.07% | 11.93% | 16.03% | 15.79% | NREL 2023 Comstock End-Use Load Profiles (AMY2018)
Commercial | Education | water_heating | 26.84% | 4.883% | 26.52% | 3.312% | 34.69% | 3.751% | NREL 2023 Comstock End-Use Load Profiles (AMY2018)
Commercial | Education | whole_building | 23.48% | 12.37% | 17.25% | 14.24% | 19.02% | 13.65% | NREL 2023 Comstock End-Use Load Profiles (AMY2018)
Commercial | Grocery | cooling | 56.37% | 32.27% | 1.233% | 0.5542% | 6.056% | 3.515% | NREL 2023 Comstock End-Use Load Profiles (AMY2018)
Commercial | Grocery | exterior_lighting | 9.167% | 26.03% | 8.787% | 20.82% | 10.22% | 24.97% | NREL 2023 Comstock End-Use Load Profiles (AMY2018)
Commercial | Grocery | fans | 24.08% | 18.36% | 13.82% | 11.01% | 18.93% | 13.8% | NREL 2023 Comstock End-Use Load Profiles (AMY2018)
Commercial | Grocery | heat_recovery | 22.18% | 18.02% | 13.48% | 12.72% | 18.18% | 15.42% | NREL 2023 Comstock End-Use Load Profiles (AMY2018)
Commercial | Grocery | heating | 0.13% | 0.7556% | 24.72% | 31.88% | 18.54% | 23.97% | NREL 2023 Comstock End-Use Load Profiles (AMY2018)
Commercial | Grocery | interior_equipment | 23.92% | 17.96% | 13.43% | 11.2% | 19.37% | 14.11% | NREL 2023 Comstock End-Use Load Profiles (AMY2018)
Commercial | Grocery | interior_lighting | 22.51% | 19.42% | 12.82% | 11.83% | 17.66% | 15.75% | PA Statewide Act 129 2014 Commercial and Residential Light Metering Study
Commercial | Grocery | pumps | 8.396% | 7.759% | 16.39% | 28.95% | 14.29% | 24.22% | NREL 2023 Comstock End-Use Load Profiles (AMY2018)
Commercial | Grocery | whole_building | 24.01% | 16.73% | 13.96% | 14.06% | 16.7% | 14.55% | NREL 2023 Comstock End-Use Load Profiles (AMY2018)
Commercial | Health | cooling | 50.65% | 35.2% | 1.874% | 0.6797% | 7.38% | 4.217% | NREL 2023 Comstock End-Use Load Profiles (AMY2018)
Commercial | Health | exterior_lighting | 9.101% | 26.17% | 8.705% | 20.86% | 10.14% | 25.03% | NREL 2023 Comstock End-Use Load Profiles (AMY2018)
Commercial | Health | fans | 23.2% | 21.07% | 11.74% | 11.72% | 16.87% | 15.4% | NREL 2023 Comstock End-Use Load Profiles (AMY2018)
Commercial | Health | heat_recovery | 20.45% | 21.22% | 11.64% | 13.24% | 16.47% | 16.98% | NREL 2023 Comstock End-Use Load Profiles (AMY2018)
Commercial | Health | heat_rejection | 50.09% | 39.05% | 1.142% | 0.3261% | 5.557% | 3.833% | NREL 2023 Comstock End-Use Load Profiles (AMY2018)
Commercial | Health | heating | 1.37% | 2.223% | 21.57% | 34.79% | 15.22% | 24.82% | NREL 2023 Comstock End-Use Load Profiles (AMY2018)
Commercial | Health | interior_equipment | 23.28% | 18.62% | 13.59% | 11.05% | 19.07% | 14.39% | NREL 2023 Comstock End-Use Load Profiles (AMY2018)
Commercial | Health | interior_lighting | 27.77% | 14.13% | 15.78% | 8.872% | 21.79% | 11.65% | PA Statewide Act 129 2014 Commercial and Residential Light Metering Study
Commercial | Health | pumps | 33.21% | 34.39% | 5.432% | 5.377% | 11.54% | 10.05% | NREL 2023 Comstock End-Use Load Profiles (AMY2018)
Commercial | Health | refrigeration | 23.74% | 22.14% | 11.06% | 11.59% | 16.14% | 15.33% | NREL 2023 Comstock End-Use Load Profiles (AMY2018)
Commercial | Health | water_heating | 22.17% | 16.95% | 14.86% | 11.75% | 19.93% | 14.33% | NREL 2023 Comstock End-Use Load Profiles (AMY2018)
Commercial | Health | whole_building | 25.77% | 20.04% | 12.2% | 11.99% | 16.23% | 13.77% | NREL 2023 Comstock End-Use Load Profiles (AMY2018)
Commercial | Lodging | cooling | 38.64% | 30.79% | 5.298% | 5.054% | 10.81% | 9.405% | NREL 2023 Comstock End-Use Load Profiles (AMY2018)
Commercial | Lodging | exterior_lighting | 9.154% | 26.05% | 8.777% | 20.83% | 10.21% | 24.98% | NREL 2023 Comstock End-Use Load Profiles (AMY2018)
Commercial | Lodging | fans | 27.92% | 23.77% | 10.18% | 11.64% | 13.78% | 12.7% | NREL 2023 Comstock End-Use Load Profiles (AMY2018)
Commercial | Lodging | heat_recovery | 19.65% | 14.89% | 15.34% | 13.18% | 21.01% | 15.93% | NREL 2023 Comstock End-Use Load Profiles (AMY2018)
Commercial | Lodging | heat_rejection | 47.57% | 42.76% | 0.8761% | 0.2432% | 4.9% | 3.647% | NREL 2023 Comstock End-Use Load Profiles (AMY2018)
Commercial | Lodging | heating | 0.1939% | 0.4014% | 26.37% | 38.87% | 15.13% | 19.03% | NREL 2023 Comstock End-Use Load Profiles (AMY2018)
Commercial | Lodging | interior_equipment | 19.58% | 22.35% | 11.12% | 13.55% | 15.9% | 17.52% | NREL 2023 Comstock End-Use Load Profiles (AMY2018)
Commercial | Lodging | interior_lighting | 21.67% | 20.24% | 12.36% | 12.31% | 17.01% | 16.41% | PA Statewide Act 129 2014 Commercial and Residential Light Metering Study
Commercial | Lodging | pumps | 19.43% | 22.54% | 11.12% | 13.55% | 15.85% | 17.51% | NREL 2023 Comstock End-Use Load Profiles (AMY2018)
Commercial | Lodging | refrigeration | 21.51% | 22.75% | 10.79% | 12.75% | 15.56% | 16.65% | NREL 2023 Comstock End-Use Load Profiles (AMY2018)
Commercial | Lodging | water_heating | 18.83% | 19.69% | 12.61% | 14.5% | 17.04% | 17.33% | NREL 2023 Comstock End-Use Load Profiles (AMY2018)
Commercial | Lodging | whole_building | 21.99% | 22.42% | 11.07% | 14.01% | 14.51% | 16% | NREL 2023 Comstock End-Use Load Profiles (AMY2018)
Commercial | Office | cooling | 54.17% | 28.73% | 2.448% | 1.716% | 8.21% | 4.731% | NREL 2023 Comstock End-Use Load Profiles (AMY2018)
Commercial | Office | exterior_lighting | 9.215% | 26.07% | 8.714% | 20.83% | 10.21% | 24.95% | NREL 2023 Comstock End-Use Load Profiles (AMY2018)
Commercial | Office | fans | 24.95% | 19.29% | 12.34% | 11.75% | 17.22% | 14.45% | NREL 2023 Comstock End-Use Load Profiles (AMY2018)
Commercial | Office | heat_recovery | 25.9% | 15.36% | 15.64% | 9.344% | 21.59% | 12.17% | NREL 2023 Comstock End-Use Load Profiles (AMY2018)
Commercial | Office | heat_rejection | 56.57% | 30.47% | 1.54% | 0.7169% | 7.063% | 3.641% | NREL 2023 Comstock End-Use Load Profiles (AMY2018)
Commercial | Office | heating | 0.2492% | 0.8893% | 24.31% | 34.82% | 16.78% | 22.94% | NREL 2023 Comstock End-Use Load Profiles (AMY2018)
Commercial | Office | interior_equipment | 21.82% | 20.08% | 12.47% | 12.17% | 17.75% | 15.72% | NREL 2023 Comstock End-Use Load Profiles (AMY2018)
Commercial | Office | interior_lighting | 32.76% | 9.168% | 18.61% | 6.004% | 25.66% | 7.796% | PA Statewide Act 129 2014 Commercial and Residential Light Metering Study
Commercial | Office | pumps | 24.5% | 21.66% | 10.72% | 13.25% | 14.69% | 15.17% | NREL 2023 Comstock End-Use Load Profiles (AMY2018)
Commercial | Office | water_heating | 25.82% | 13.96% | 17.41% | 8.716% | 23.04% | 11.06% | NREL 2023 Comstock End-Use Load Profiles (AMY2018)
Commercial | Office | whole_building | 25.41% | 18.09% | 13.01% | 12.61% | 16.92% | 13.96% | NREL 2023 Comstock End-Use Load Profiles (AMY2018)
Commercial | Restaurant | cooling | 49.68% | 26.82% | 4.63% | 2.612% | 10.52% | 5.735% | NREL 2023 Comstock End-Use Load Profiles (AMY2018)
Commercial | Restaurant | exterior_lighting | 9.148% | 26.07% | 8.77% | 20.83% | 10.2% | 24.98% | NREL 2023 Comstock End-Use Load Profiles (AMY2018)
Commercial | Restaurant | fans | 24.44% | 18.49% | 13.42% | 10.85% | 19.09% | 13.71% | NREL 2023 Comstock End-Use Load Profiles (AMY2018)
Commercial | Restaurant | heat_recovery | 19.7% | 17.81% | 12.8% | 15.03% | 16.98% | 17.68% | NREL 2023 Comstock End-Use Load Profiles (AMY2018)
Commercial | Restaurant | heating | 0.6861% | 1.838% | 25.24% | 30.18% | 19.89% | 22.17% | NREL 2023 Comstock End-Use Load Profiles (AMY2018)
Commercial | Restaurant | interior_equipment | 24.72% | 17.2% | 14.49% | 10.14% | 20.28% | 13.16% | NREL 2023 Comstock End-Use Load Profiles (AMY2018)
Commercial | Restaurant | interior_lighting | 24.98% | 17.28% | 13.92% | 10.44% | 19.39% | 13.98% | PA Statewide Act 129 2014 Commercial and Residential Light Metering Study
Commercial | Restaurant | pumps | 8.438% | 7.257% | 16.64% | 28.49% | 15.05% | 24.12% | NREL 2023 Comstock End-Use Load Profiles (AMY2018)
Commercial | Restaurant | refrigeration | 21.95% | 22.89% | 10.63% | 12.61% | 15.43% | 16.49% | NREL 2023 Comstock End-Use Load Profiles (AMY2018)
Commercial | Restaurant | water_heating | 24.65% | 13.88% | 17.15% | 9.929% | 22.55% | 11.84% | NREL 2023 Comstock End-Use Load Profiles (AMY2018)
Commercial | Restaurant | whole_building | 24.26% | 17% | 14.2% | 12.28% | 18.4% | 13.86% | NREL 2023 Comstock End-Use Load Profiles (AMY2018)
Commercial | Retail | cooling | 56.03% | 30.34% | 1.758% | 0.9702% | 6.974% | 3.924% | NREL 2023 Comstock End-Use Load Profiles (AMY2018)
Commercial | Retail | exterior_lighting | 9.167% | 26.12% | 8.699% | 20.85% | 10.17% | 24.99% | NREL 2023 Comstock End-Use Load Profiles (AMY2018)
Commercial | Retail | fans | 26.63% | 18.76% | 12.68% | 10.74% | 18.04% | 13.15% | NREL 2023 Comstock End-Use Load Profiles (AMY2018)
Commercial | Retail | heat_recovery | 22.7% | 18.36% | 12.99% | 12.31% | 18.44% | 15.2% | NREL 2023 Comstock End-Use Load Profiles (AMY2018)
Commercial | Retail | heat_rejection | 54.46% | 27.72% | 2.872% | 1.478% | 8.836% | 4.633% | NREL 2023 Comstock End-Use Load Profiles (AMY2018)
Commercial | Retail | heating | 0.8662% | 1.623% | 27.64% | 30.84% | 19.45% | 19.58% | NREL 2023 Comstock End-Use Load Profiles (AMY2018)
Commercial | Retail | interior_equipment | 23% | 18.91% | 13.15% | 11.47% | 18.72% | 14.74% | NREL 2023 Comstock End-Use Load Profiles (AMY2018)
Commercial | Retail | interior_lighting | 30.63% | 11.27% | 17.41% | 7.296% | 24.02% | 9.378% | PA Statewide Act 129 2014 Commercial and Residential Light Metering Study
Commercial | Retail | pumps | 4.318% | 3.526% | 22.56% | 25.35% | 21.02% | 23.22% | NREL 2023 Comstock End-Use Load Profiles (AMY2018)
Commercial | Retail | water_heating | 24.3% | 14.54% | 16.43% | 10.43% | 21.91% | 12.4% | NREL 2023 Comstock End-Use Load Profiles (AMY2018)
Commercial | Retail | whole_building | 26.43% | 17.5% | 13.73% | 12.26% | 17.17% | 12.91% | NREL 2023 Comstock End-Use Load Profiles (AMY2018)
Commercial | Warehouse | cooling | 64.1% | 28.48% | 0.7779% | 0.09066% | 5.085% | 1.464% | NREL 2023 Comstock End-Use Load Profiles (AMY2018)
Commercial | Warehouse | exterior_lighting | 9.256% | 25.97% | 8.778% | 20.82% | 10.27% | 24.91% | NREL 2023 Comstock End-Use Load Profiles (AMY2018)
Commercial | Warehouse | fans | 27.27% | 19.82% | 12.21% | 12.07% | 16.06% | 12.58% | NREL 2023 Comstock End-Use Load Profiles (AMY2018)
Commercial | Warehouse | heat_recovery | 23.74% | 15.71% | 14.02% | 13.65% | 17.85% | 15.03% | NREL 2023 Comstock End-Use Load Profiles (AMY2018)
Commercial | Warehouse | heat_rejection | 64.46% | 30% | 0.2726% | 0.005586% | 3.687% | 1.572% | NREL 2023 Comstock End-Use Load Profiles (AMY2018)
Commercial | Warehouse | heating | 0.01076% | 0.07858% | 22.19% | 48.62% | 9.703% | 19.4% | NREL 2023 Comstock End-Use Load Profiles (AMY2018)
Commercial | Warehouse | interior_equipment | 28.2% | 13.65% | 16.32% | 8.271% | 23.03% | 10.53% | NREL 2023 Comstock End-Use Load Profiles (AMY2018)
Commercial | Warehouse | interior_lighting | 30.05% | 12.05% | 16.82% | 7.445% | 23.52% | 10.11% | PA Statewide Act 129 2014 Commercial and Residential Light Metering Study
Commercial | Warehouse | pumps | 2.468% | 2.218% | 21.21% | 35.98% | 14.82% | 23.31% | NREL 2023 Comstock End-Use Load Profiles (AMY2018)
Commercial | Warehouse | whole_building | 26.22% | 13.98% | 15.54% | 12.7% | 19.74% | 11.83% | NREL 2023 Comstock End-Use Load Profiles (AMY2018)
Residential | Composite | ceiling_fan | 19.27% | 19.44% | 14.08% | 14.23% | 16.85% | 16.14% | NREL 2022 Resstock End-Use Load Profiles (TMY3)
Residential | Composite | clothes_dryer | 23.89% | 15.63% | 15.6% | 11.26% | 20.68% | 12.94% | NREL 2022 Resstock End-Use Load Profiles (TMY3)
Residential | Composite | clothes_washer | 25.26% | 17.62% | 14.38% | 10.01% | 19.84% | 12.89% | NREL 2022 Resstock End-Use Load Profiles (TMY3)
Residential | Composite | cooling | 48.82% | 37.32% | 2.009% | 2.546% | 5.06% | 4.243% | NREL 2022 Resstock End-Use Load Profiles (TMY3)
Residential | Composite | cooling_fans_pumps | 52.22% | 40.42% | 0.1116% | 0.1049% | 4.516% | 2.628% | NREL 2022 Resstock End-Use Load Profiles (TMY3)
Residential | Composite | dishwasher | 25.95% | 13.56% | 16.98% | 9.627% | 22.66% | 11.22% | NREL 2022 Resstock End-Use Load Profiles (TMY3)
Residential | Composite | freezer | 22.3% | 23.95% | 9.41% | 11.02% | 16.3% | 17.02% | NREL 2022 Resstock End-Use Load Profiles (TMY3)
Residential | Composite | heating | 0.7391% | 1.774% | 28.3% | 37.28% | 12.74% | 19.18% | NREL 2022 Resstock End-Use Load Profiles (TMY3)
Residential | Composite | heating_fans_pumps | 0.7789% | 1.852% | 28.21% | 37.46% | 12.68% | 19.02% | NREL 2022 Resstock End-Use Load Profiles (TMY3)
Residential | Composite | heating_hp_bkup | 0.02741% | 0.1617% | 34.01% | 50.32% | 5.6% | 9.876% | NREL 2022 Resstock End-Use Load Profiles (TMY3)
Residential | Composite | hot_tub_heater | 22.19% | 23.58% | 9.727% | 10.88% | 16.63% | 16.99% | NREL 2022 Resstock End-Use Load Profiles (TMY3)
Residential | Composite | hot_tub_pump | 22.55% | 24.02% | 10.74% | 12.02% | 15.18% | 15.49% | NREL 2022 Resstock End-Use Load Profiles (TMY3)
Residential | Composite | interior_lighting | 20.78% | 16.21% | 15.51% | 12.72% | 19.15% | 15.63% | PA Statewide Act 129 2014 Commercial and Residential Light Metering Study
Residential | Composite | lighting_exterior | 17.17% | 18.94% | 13.95% | 16.62% | 16.06% | 17.25% | NREL 2022 Resstock End-Use Load Profiles (TMY3)
Residential | Composite | lighting_garage | 16.64% | 18.24% | 14.06% | 17.59% | 16.27% | 17.2% | NREL 2022 Resstock End-Use Load Profiles (TMY3)
Residential | Composite | mech_vent | 21.35% | 20.56% | 12.27% | 12.39% | 17.4% | 16.03% | NREL 2022 Resstock End-Use Load Profiles (TMY3)
Residential | Composite | net | 18.62% | 16.54% | 16.48% | 18.59% | 14.81% | 14.96% | NREL 2022 Resstock End-Use Load Profiles (TMY3)
Residential | Composite | plug_loads | 18.75% | 20.4% | 13.3% | 14.27% | 16.48% | 16.8% | NREL 2022 Resstock End-Use Load Profiles (TMY3)
Residential | Composite | pool_heater | 23.95% | 14.27% | 17.89% | 10.63% | 21.44% | 11.82% | NREL 2022 Resstock End-Use Load Profiles (TMY3)
Residential | Composite | pool_pump | 23.97% | 14.27% | 17.89% | 10.63% | 21.43% | 11.81% | NREL 2022 Resstock End-Use Load Profiles (TMY3)
Residential | Composite | pv | 34.83% | 16.32% | 11.23% | 5.554% | 22.36% | 9.711% | NREL 2022 Resstock End-Use Load Profiles (TMY3)
Residential | Composite | range_oven | 22.71% | 17.34% | 15.48% | 10.72% | 19.99% | 13.75% | NREL 2022 Resstock End-Use Load Profiles (TMY3)
Residential | Composite | refrigerator | 22.09% | 23.74% | 9.498% | 11.03% | 16.47% | 17.17% | NREL 2022 Resstock End-Use Load Profiles (TMY3)
Residential | Composite | water_heating | 19.78% | 16.11% | 15.54% | 13.47% | 19.76% | 15.34% | NREL 2022 Resstock End-Use Load Profiles (TMY3)
Residential | Composite | well_pump | 21.16% | 17.05% | 14.52% | 14.02% | 18.49% | 14.77% | NREL 2022 Resstock End-Use Load Profiles (TMY3)
Residential | Composite | whole_home | 18.63% | 16.54% | 16.48% | 18.58% | 14.82% | 14.96% | NREL 2022 Resstock End-Use Load Profiles (TMY3)
Residential | Multi Family | ceiling_fan | 19.28% | 19.43% | 14.11% | 14.2% | 16.85% | 16.12% | NREL 2022 Resstock End-Use Load Profiles (TMY3)
Residential | Multi Family | clothes_dryer | 24% | 15.74% | 15.35% | 11.21% | 20.71% | 12.99% | NREL 2022 Resstock End-Use Load Profiles (TMY3)
Residential | Multi Family | clothes_washer | 25.11% | 17.76% | 14.2% | 10.04% | 19.87% | 13.03% | NREL 2022 Resstock End-Use Load Profiles (TMY3)
Residential | Multi Family | cooling | 47.88% | 37.96% | 1.655% | 2.042% | 5.916% | 4.546% | NREL 2022 Resstock End-Use Load Profiles (TMY3)
Residential | Multi Family | cooling_fans_pumps | 49.47% | 39.93% | 0.3205% | 0.2812% | 6.172% | 3.822% | NREL 2022 Resstock End-Use Load Profiles (TMY3)
Residential | Multi Family | dishwasher | 25.75% | 13.73% | 16.89% | 9.576% | 22.65% | 11.4% | NREL 2022 Resstock End-Use Load Profiles (TMY3)
Residential | Multi Family | freezer | 22.3% | 23.95% | 9.41% | 11.02% | 16.3% | 17.02% | NREL 2022 Resstock End-Use Load Profiles (TMY3)
Residential | Multi Family | heating | 0.5499% | 1.536% | 28.74% | 38.82% | 11.77% | 18.59% | NREL 2022 Resstock End-Use Load Profiles (TMY3)
Residential | Multi Family | heating_fans_pumps | 0.5517% | 1.46% | 29.1% | 39.33% | 11.5% | 18.06% | NREL 2022 Resstock End-Use Load Profiles (TMY3)
Residential | Multi Family | heating_hp_bkup | 0.0106% | 0.07975% | 36.29% | 53.03% | 3.744% | 6.846% | NREL 2022 Resstock End-Use Load Profiles (TMY3)
Residential | Multi Family | hot_tub_heater | 22.19% | 23.57% | 9.743% | 10.91% | 16.63% | 16.97% | NREL 2022 Resstock End-Use Load Profiles (TMY3)
Residential | Multi Family | hot_tub_pump | 22.55% | 24.03% | 10.74% | 12.02% | 15.17% | 15.49% | NREL 2022 Resstock End-Use Load Profiles (TMY3)
Residential | Multi Family | interior_lighting | 20.78% | 16.21% | 15.51% | 12.72% | 19.15% | 15.63% | PA Statewide Act 129 2014 Commercial and Residential Light Metering Study
Residential | Multi Family | lighting_exterior | 17.03% | 18.89% | 13.98% | 16.73% | 16.03% | 17.35% | NREL 2022 Resstock End-Use Load Profiles (TMY3)
Residential | Multi Family | mech_vent | 22.15% | 19.77% | 12.74% | 11.92% | 18.05% | 15.37% | NREL 2022 Resstock End-Use Load Profiles (TMY3)
Residential | Multi Family | net | 16.12% | 14.68% | 18.05% | 21.41% | 14.34% | 15.4% | NREL 2022 Resstock End-Use Load Profiles (TMY3)
Residential | Multi Family | plug_loads | 18.76% | 20.39% | 13.32% | 14.26% | 16.49% | 16.79% | NREL 2022 Resstock End-Use Load Profiles (TMY3)
Residential | Multi Family | range_oven | 22.78% | 17.25% | 15.5% | 10.64% | 20.21% | 13.62% | NREL 2022 Resstock End-Use Load Profiles (TMY3)
Residential | Multi Family | refrigerator | 22.08% | 23.75% | 9.486% | 11.02% | 16.48% | 17.19% | NREL 2022 Resstock End-Use Load Profiles (TMY3)
Residential | Multi Family | water_heating | 19.58% | 16.2% | 15.47% | 13.63% | 19.6% | 15.52% | NREL 2022 Resstock End-Use Load Profiles (TMY3)
Residential | Multi Family | well_pump | 21.16% | 17.05% | 14.53% | 14.03% | 18.47% | 14.77% | NREL 2022 Resstock End-Use Load Profiles (TMY3)
Residential | Multi Family | whole_home | 16.12% | 14.68% | 18.05% | 21.41% | 14.34% | 15.4% | NREL 2022 Resstock End-Use Load Profiles (TMY3)
Residential | Single Family | ceiling_fan | 19.26% | 19.44% | 14.07% | 14.23% | 16.85% | 16.14% | NREL 2022 Resstock End-Use Load Profiles (TMY3)
Residential | Single Family | clothes_dryer | 23.86% | 15.61% | 15.66% | 11.27% | 20.67% | 12.93% | NREL 2022 Resstock End-Use Load Profiles (TMY3)
Residential | Single Family | clothes_washer | 25.3% | 17.58% | 14.42% | 10% | 19.84% | 12.86% | NREL 2022 Resstock End-Use Load Profiles (TMY3)
Residential | Single Family | cooling | 49.06% | 37.16% | 2.099% | 2.676% | 4.84% | 4.165% | NREL 2022 Resstock End-Use Load Profiles (TMY3)
Residential | Single Family | cooling_fans_pumps | 52.92% | 40.55% | 0.05785% | 0.05958% | 4.09% | 2.321% | NREL 2022 Resstock End-Use Load Profiles (TMY3)
Residential | Single Family | dishwasher | 26% | 13.52% | 17% | 9.641% | 22.66% | 11.18% | NREL 2022 Resstock End-Use Load Profiles (TMY3)
Residential | Single Family | freezer | 22.3% | 23.95% | 9.41% | 11.02% | 16.3% | 17.02% | NREL 2022 Resstock End-Use Load Profiles (TMY3)
Residential | Single Family | heating | 0.7878% | 1.835% | 28.18% | 36.88% | 12.99% | 19.33% | NREL 2022 Resstock End-Use Load Profiles (TMY3)
Residential | Single Family | heating_fans_pumps | 0.8373% | 1.953% | 27.98% | 36.98% | 12.98% | 19.27% | NREL 2022 Resstock End-Use Load Profiles (TMY3)
Residential | Single Family | heating_hp_bkup | 0.03173% | 0.1828% | 33.43% | 49.62% | 6.078% | 10.66% | NREL 2022 Resstock End-Use Load Profiles (TMY3)
Residential | Single Family | hot_tub_heater | 22.19% | 23.59% | 9.723% | 10.87% | 16.63% | 16.99% | NREL 2022 Resstock End-Use Load Profiles (TMY3)
Residential | Single Family | hot_tub_pump | 22.54% | 24.02% | 10.74% | 12.02% | 15.18% | 15.49% | NREL 2022 Resstock End-Use Load Profiles (TMY3)
Residential | Single Family | interior_lighting | 20.78% | 16.21% | 15.51% | 12.72% | 19.15% | 15.63% | PA Statewide Act 129 2014 Commercial and Residential Light Metering Study
Residential | Single Family | lighting_exterior | 17.21% | 18.96% | 13.94% | 16.6% | 16.07% | 17.22% | NREL 2022 Resstock End-Use Load Profiles (TMY3)
Residential | Single Family | lighting_garage | 16.64% | 18.24% | 14.06% | 17.59% | 16.27% | 17.2% | NREL 2022 Resstock End-Use Load Profiles (TMY3)
Residential | Single Family | mech_vent | 21.15% | 20.77% | 12.14% | 12.51% | 17.23% | 16.19% | NREL 2022 Resstock End-Use Load Profiles (TMY3)
Residential | Single Family | net | 19.27% | 17.02% | 16.08% | 17.86% | 14.93% | 14.85% | NREL 2022 Resstock End-Use Load Profiles (TMY3)
Residential | Single Family | plug_loads | 18.75% | 20.4% | 13.3% | 14.27% | 16.48% | 16.8% | NREL 2022 Resstock End-Use Load Profiles (TMY3)
Residential | Single Family | pool_heater | 23.95% | 14.27% | 17.89% | 10.63% | 21.44% | 11.82% | NREL 2022 Resstock End-Use Load Profiles (TMY3)
Residential | Single Family | pool_pump | 23.97% | 14.27% | 17.89% | 10.63% | 21.43% | 11.81% | NREL 2022 Resstock End-Use Load Profiles (TMY3)
Residential | Single Family | pv | 34.83% | 16.32% | 11.23% | 5.554% | 22.36% | 9.711% | NREL 2022 Resstock End-Use Load Profiles (TMY3)
Residential | Single Family | range_oven | 22.69% | 17.37% | 15.48% | 10.75% | 19.94% | 13.78% | NREL 2022 Resstock End-Use Load Profiles (TMY3)
Residential | Single Family | refrigerator | 22.09% | 23.74% | 9.502% | 11.03% | 16.47% | 17.17% | NREL 2022 Resstock End-Use Load Profiles (TMY3)
Residential | Single Family | water_heating | 19.83% | 16.09% | 15.55% | 13.43% | 19.81% | 15.3% | NREL 2022 Resstock End-Use Load Profiles (TMY3)
Residential | Single Family | well_pump | 21.16% | 17.05% | 14.51% | 14.02% | 18.49% | 14.77% | NREL 2022 Resstock End-Use Load Profiles (TMY3)
Residential | Single Family | whole_home | 19.28% | 17.02% | 16.07% | 17.85% | 14.94% | 14.85% | NREL 2022 Resstock End-Use Load Profiles (TMY3)

## PJM_SOM
|  |  | LW - LMP | LW - LMP | LW - LMP | LW - LMP | LW - LMP | LW - LMP | LMP
|  |  | 2018 | 2019 | 2020 | 2021 | 2022 | 2023 | 2024
Duquesne Light Co | DLC | DLCO/DUQ | 39.98 | 27.69 | 22.79 | 39.17 | 74.76 | 31.31
Metropolitan Edison Co | Met-Ed | Met-Ed/MEC | 37.06 | 26.34 | 21.16 | 39.97 | 82.2 | 27.93 | 29.05
PECO Energy Co | PECO | PECO | 36.36 | 24.75 | 19.29 | 33.55 | 71.67 | 23.63
Pennsylvania Electric Co | Penelec | PENELEC/PE | 37.9 | 26.17 | 20.84 | 37.73 | 73.26 | 31.01 | 31.8
Pennsylvania Power Co | Penn Power | ATSI | 40.19 | 28.06 | 22.55 | 39.47 | 74.96 | 31.05 | 31.96
PPL Utilities | PPL | PPL | 35.95 | 24.85 | 19.42 | 35.92 | 75.74 | 25.73
West Penn Power Co | West Penn | APS | 39.78 | 27.83 | 22.4 | 40.44 | 79.01 | 32.49 | 32.39
| Western Hub | Western Hub | 36.95 | 26.7 | 20.92 | 38.88 | 74.25 | 31.78 | 31.48

## Lookups
DRIPE EDC-Column Lookup |  | Stacked Bars Offset Row Lookup
EDC | DRIPE Column Ref | EDC | 2026 | 2021
PECO | 0 | DLC | 0 | 0
PPL | 4 | MetEd | 4 | 5
DLC | 8 | PECO | 8 | 10
Met-Ed | 12 | Penelec | 12 | 15
Penelec | 16 | Penn Power | 16 | 20
Penn Power | 20 | PPL | 20 | 25
West Penn | 24 | West Penn | 24 | 30