## Share of Sales
Legacy EDC / Rate District | 2024 Sales | Share of Sales
FE: Met-Ed | 13962426826 | 27.49%
FE: Penelec | 13333291458 | 26.25%
FE: Penn Power | 4450409839 | 8.761%
FE: West Penn Power | 19051528060 | 37.5%
FirstEnergy | 50797656183 | 100%

## FEPA Weighted Averages
PY Selection | PY18 |  | SWE Note: This data excludes avoided energy costs from the Arrearages study. Please refer to the 'LI Output' tab for avoided costs to be used for Low Income programs only.
|  | FirstEnergy Zone Summer ($/MWh) |  | FirstEnergy Zone Winter ($/MWh) |  | FirstEnergy DLC Zone Shoulder ($/MWh) |  | FirstEnergy Generation Capacity ($/kW/year) |  | FirstEnergy Transmission Capacity ($/kW/year) |  | FirstEnergy Distribution Capacity ($/kW/year) |  | Avoided Natural Gas Fuel Costs ($/MMBTU)
PA ACT 129 Program Year | Year | Summer On-Peak | Summer Off-Peak | Winter On-Peak | Winter Off-Peak | Shoulder On-Peak | Shoulder Off-Peak | Summer | Winter | Summer | Winter | Summer | Winter
18 | 2027 | 86.5424 | 57.5553 | 90.7099 | 79.053 | 73.3804 | 61.2014 | 86.4639 | 86.4639 | 37.8588 | 7.1775 | 43.4601 | 6.6793 | 3.7114 | Segment 1
19 | 2028 | 96.6649 | 65.8585 | 103.9891 | 91.6417 | 82.9117 | 70.7074 | 54.5119 | 54.5119 | 38.6431 | 7.3261 | 47.8744 | 7.2918 | 3.6356
20 | 2029 | 103.9639 | 74.0065 | 112.6829 | 99.5437 | 89.7609 | 76.5459 | 55.6222 | 55.6222 | 39.4436 | 7.4779 | 52.2144 | 8.2051 | 3.52
21 | 2030 | 101.5117 | 73.4747 | 113.0236 | 99.2275 | 90.9523 | 76.4108 | 56.7543 | 56.7543 | 40.2607 | 7.6328 | 56.369 | 8.8793 | 3.3746
22 | 2031 | 72.0448 | 42.91 | 79.1901 | 67.4111 | 58.3959 | 46.1569 | 29.3466 | 29.3466 | 41.0947 | 7.7909 | 60.5488 | 9.932 | 3.3302 | Segment 2
23 | 2032 | 72.1209 | 43.0088 | 81.8259 | 69.2727 | 59.1162 | 46.6994 | 29.9546 | 29.9546 | 41.946 | 7.9523 | 61.8031 | 10.1378 | 3.4011
24 | 2033 | 74.5757 | 44.7467 | 86.2342 | 72.3558 | 61.5899 | 48.4503 | 30.5751 | 30.5751 | 42.8149 | 8.1171 | 63.0834 | 10.3478 | 3.6547
25 | 2034 | 77.537 | 46.8344 | 91.6928 | 76.1633 | 64.8667 | 50.7551 | 31.2085 | 31.2085 | 43.7018 | 8.2852 | 64.3902 | 10.5621 | 3.9752
26 | 2035 | 80.398 | 48.8539 | 96.8184 | 79.7424 | 68.1429 | 53.0606 | 31.855 | 31.855 | 44.6071 | 8.4568 | 65.7241 | 10.7809 | 4.2841
27 | 2036 | 83.0533 | 50.7327 | 101.4678 | 82.9945 | 70.9489 | 55.0432 | 32.5148 | 32.5148 | 45.5312 | 8.632 | 67.0856 | 11.0043 | 4.56
28 | 2037 | 84.6804 | 51.9045 | 104.7646 | 85.3161 | 72.7259 | 56.3182 | 33.1884 | 33.1884 | 46.4744 | 8.8108 | 68.4753 | 11.2322 | 4.735 | Segment 3
29 | 2038 | 84.0617 | 51.5307 | 103.0615 | 84.1955 | 71.9954 | 55.8674 | 33.8759 | 33.8759 | 47.4371 | 8.9934 | 69.8938 | 11.4649 | 4.6357
30 | 2039 | 83.6368 | 51.2914 | 101.8148 | 83.3903 | 71.4858 | 55.5698 | 34.5777 | 34.5777 | 48.4198 | 9.1797 | 71.3416 | 11.7024 | 4.5605
31 | 2040 | 84.0654 | 51.6409 | 102.5935 | 83.9809 | 71.9505 | 55.9441 | 35.294 | 35.294 | 49.4228 | 9.3698 | 72.8195 | 11.9448 | 4.5925
32 | 2041 | 85.3974 | 52.6137 | 105.5165 | 86.0493 | 73.4465 | 57.0299 | 36.0251 | 36.0251 | 50.4466 | 9.5639 | 74.328 | 12.1923 | 4.7382
33 | 2042 | 86.8684 | 53.6833 | 108.7651 | 88.3431 | 75.1007 | 58.2257 | 36.7714 | 36.7714 | 51.4917 | 9.762 | 75.8677 | 12.4448 | 4.9009
34 | 2043 | 88.3813 | 54.7828 | 112.1082 | 90.7031 | 76.8023 | 59.4551 | 37.5331 | 37.5331 | 52.5583 | 9.9643 | 77.4394 | 12.7026 | 5.0684
35 | 2044 | 89.4126 | 55.5519 | 114.3008 | 92.2719 | 77.9533 | 60.3067 | 38.3106 | 38.3106 | 53.6471 | 10.1707 | 79.0436 | 12.9658 | 5.1747
36 | 2045 | 90.2044 | 56.1572 | 115.9185 | 93.446 | 78.8302 | 60.9706 | 39.1042 | 39.1042 | 54.7584 | 10.3814 | 80.681 | 13.2344 | 5.2503
37 | 2046 | 92.0491 | 57.4888 | 120.0355 | 96.3424 | 80.9092 | 62.4635 | 39.9143 | 39.9143 | 55.8928 | 10.5964 | 82.3523 | 13.5085 | 5.4583
PY Selection | PY19
|  | FirstEnergy Zone Summer ($/MWh) |  | FirstEnergy Zone Winter ($/MWh) |  | FirstEnergy DLC Zone Shoulder ($/MWh) |  | FirstEnergy Generation Capacity ($/kW/year) |  | FirstEnergy Transmission Capacity ($/kW/year) |  | FirstEnergy Distribution Capacity ($/kW/year) |  | Avoided Natural Gas Fuel Costs ($/MMBTU)
PA ACT 129 Program Year | Year | Summer On-Peak | Summer Off-Peak | Winter On-Peak | Winter Off-Peak | Shoulder On-Peak | Shoulder Off-Peak | Summer | Winter | Summer | Winter | Summer | Winter
18 | 2027 | 0 | 0 | 0 | 0 | 0 | 0 | 0 | 0 | 0 | 0 | 0 | 0 | 0 | Segment 1
19 | 2028 | 88.6796 | 57.8732 | 96.0039 | 83.6564 | 74.9264 | 62.7221 | 54.5119 | 54.5119 | 38.6431 | 7.3261 | 47.8744 | 7.2918 | 3.6356
20 | 2029 | 98.1328 | 68.1755 | 106.8519 | 93.7127 | 83.9299 | 70.7149 | 55.6222 | 55.6222 | 39.4436 | 7.4779 | 52.2144 | 8.2051 | 3.52
21 | 2030 | 104.3775 | 76.3404 | 115.8894 | 102.0933 | 93.8181 | 79.2765 | 56.7543 | 56.7543 | 40.2607 | 7.6328 | 56.369 | 8.8793 | 3.3746
22 | 2031 | 102.2088 | 73.074 | 109.3541 | 97.5751 | 88.5598 | 76.3208 | 57.9115 | 57.9115 | 41.0947 | 7.7909 | 60.5488 | 9.932 | 3.3302 | Segment 2
23 | 2032 | 72.1209 | 43.0088 | 81.8259 | 69.2727 | 59.1162 | 46.6994 | 29.9546 | 29.9546 | 41.946 | 7.9523 | 61.8031 | 10.1378 | 3.4011
24 | 2033 | 74.5757 | 44.7467 | 86.2342 | 72.3558 | 61.5899 | 48.4503 | 30.5751 | 30.5751 | 42.8149 | 8.1171 | 63.0834 | 10.3478 | 3.6547
25 | 2034 | 77.537 | 46.8344 | 91.6928 | 76.1633 | 64.8667 | 50.7551 | 31.2085 | 31.2085 | 43.7018 | 8.2852 | 64.3902 | 10.5621 | 3.9752
26 | 2035 | 80.398 | 48.8539 | 96.8184 | 79.7424 | 68.1429 | 53.0606 | 31.855 | 31.855 | 44.6071 | 8.4568 | 65.7241 | 10.7809 | 4.2841
27 | 2036 | 83.0533 | 50.7327 | 101.4678 | 82.9945 | 70.9489 | 55.0432 | 32.5148 | 32.5148 | 45.5312 | 8.632 | 67.0856 | 11.0043 | 4.56
28 | 2037 | 84.6804 | 51.9045 | 104.7646 | 85.3161 | 72.7259 | 56.3182 | 33.1884 | 33.1884 | 46.4744 | 8.8108 | 68.4753 | 11.2322 | 4.735 | Segment 3
29 | 2038 | 84.0617 | 51.5307 | 103.0615 | 84.1955 | 71.9954 | 55.8674 | 33.8759 | 33.8759 | 47.4371 | 8.9934 | 69.8938 | 11.4649 | 4.6357
30 | 2039 | 83.6368 | 51.2914 | 101.8148 | 83.3903 | 71.4858 | 55.5698 | 34.5777 | 34.5777 | 48.4198 | 9.1797 | 71.3416 | 11.7024 | 4.5605
31 | 2040 | 84.0654 | 51.6409 | 102.5935 | 83.9809 | 71.9505 | 55.9441 | 35.294 | 35.294 | 49.4228 | 9.3698 | 72.8195 | 11.9448 | 4.5925
32 | 2041 | 85.3974 | 52.6137 | 105.5165 | 86.0493 | 73.4465 | 57.0299 | 36.0251 | 36.0251 | 50.4466 | 9.5639 | 74.328 | 12.1923 | 4.7382
33 | 2042 | 86.8684 | 53.6833 | 108.7651 | 88.3431 | 75.1007 | 58.2257 | 36.7714 | 36.7714 | 51.4917 | 9.762 | 75.8677 | 12.4448 | 4.9009
34 | 2043 | 88.3813 | 54.7828 | 112.1082 | 90.7031 | 76.8023 | 59.4551 | 37.5331 | 37.5331 | 52.5583 | 9.9643 | 77.4394 | 12.7026 | 5.0684
35 | 2044 | 89.4126 | 55.5519 | 114.3008 | 92.2719 | 77.9533 | 60.3067 | 38.3106 | 38.3106 | 53.6471 | 10.1707 | 79.0436 | 12.9658 | 5.1747
36 | 2045 | 90.2044 | 56.1572 | 115.9185 | 93.446 | 78.8302 | 60.9706 | 39.1042 | 39.1042 | 54.7584 | 10.3814 | 80.681 | 13.2344 | 5.2503
37 | 2046 | 92.0491 | 57.4888 | 120.0355 | 96.3424 | 80.9092 | 62.4635 | 39.9143 | 39.9143 | 55.8928 | 10.5964 | 82.3523 | 13.5085 | 5.4583
PY Selection | PY20
|  | FirstEnergy Zone Summer ($/MWh) |  | FirstEnergy Zone Winter ($/MWh) |  | FirstEnergy DLC Zone Shoulder ($/MWh) |  | FirstEnergy Generation Capacity ($/kW/year) |  | FirstEnergy Transmission Capacity ($/kW/year) |  | FirstEnergy Distribution Capacity ($/kW/year) |  | Avoided Natural Gas Fuel Costs ($/MMBTU)
PA ACT 129 Program Year | Year | Summer On-Peak | Summer Off-Peak | Winter On-Peak | Winter Off-Peak | Shoulder On-Peak | Shoulder Off-Peak | Summer | Winter | Summer | Winter | Summer | Winter
18 | 2027 | 0 | 0 | 0 | 0 | 0 | 0 | 0 | 0 | 0 | 0 | 0 | 0 | 0 | Segment 1
19 | 2028 | 0 | 0 | 0 | 0 | 0 | 0 | 0 | 0 | 0 | 0 | 0 | 0 | 0
20 | 2029 | 89.6744 | 59.717 | 98.3934 | 85.2542 | 75.4714 | 62.2564 | 55.6222 | 55.6222 | 39.4436 | 7.4779 | 52.2144 | 8.2051 | 3.52
21 | 2030 | 98.2519 | 70.2149 | 109.7639 | 95.9677 | 87.6925 | 73.151 | 56.7543 | 56.7543 | 40.2607 | 7.6328 | 56.369 | 8.8793 | 3.3746
22 | 2031 | 105.2288 | 76.094 | 112.3741 | 100.5951 | 91.5799 | 79.3409 | 57.9115 | 57.9115 | 41.0947 | 7.7909 | 60.5488 | 9.932 | 3.3302 | Segment 2
23 | 2032 | 103.9632 | 74.8512 | 113.6682 | 101.115 | 90.9586 | 78.5417 | 59.0888 | 59.0888 | 41.946 | 7.9523 | 61.8031 | 10.1378 | 3.4011
24 | 2033 | 74.5757 | 44.7467 | 86.2342 | 72.3558 | 61.5899 | 48.4503 | 30.5751 | 30.5751 | 42.8149 | 8.1171 | 63.0834 | 10.3478 | 3.6547
25 | 2034 | 77.537 | 46.8344 | 91.6928 | 76.1633 | 64.8667 | 50.7551 | 31.2085 | 31.2085 | 43.7018 | 8.2852 | 64.3902 | 10.5621 | 3.9752
26 | 2035 | 80.398 | 48.8539 | 96.8184 | 79.7424 | 68.1429 | 53.0606 | 31.855 | 31.855 | 44.6071 | 8.4568 | 65.7241 | 10.7809 | 4.2841
27 | 2036 | 83.0533 | 50.7327 | 101.4678 | 82.9945 | 70.9489 | 55.0432 | 32.5148 | 32.5148 | 45.5312 | 8.632 | 67.0856 | 11.0043 | 4.56
28 | 2037 | 84.6804 | 51.9045 | 104.7646 | 85.3161 | 72.7259 | 56.3182 | 33.1884 | 33.1884 | 46.4744 | 8.8108 | 68.4753 | 11.2322 | 4.735 | Segment 3
29 | 2038 | 84.0617 | 51.5307 | 103.0615 | 84.1955 | 71.9954 | 55.8674 | 33.8759 | 33.8759 | 47.4371 | 8.9934 | 69.8938 | 11.4649 | 4.6357
30 | 2039 | 83.6368 | 51.2914 | 101.8148 | 83.3903 | 71.4858 | 55.5698 | 34.5777 | 34.5777 | 48.4198 | 9.1797 | 71.3416 | 11.7024 | 4.5605
31 | 2040 | 84.0654 | 51.6409 | 102.5935 | 83.9809 | 71.9505 | 55.9441 | 35.294 | 35.294 | 49.4228 | 9.3698 | 72.8195 | 11.9448 | 4.5925
32 | 2041 | 85.3974 | 52.6137 | 105.5165 | 86.0493 | 73.4465 | 57.0299 | 36.0251 | 36.0251 | 50.4466 | 9.5639 | 74.328 | 12.1923 | 4.7382
33 | 2042 | 86.8684 | 53.6833 | 108.7651 | 88.3431 | 75.1007 | 58.2257 | 36.7714 | 36.7714 | 51.4917 | 9.762 | 75.8677 | 12.4448 | 4.9009
34 | 2043 | 88.3813 | 54.7828 | 112.1082 | 90.7031 | 76.8023 | 59.4551 | 37.5331 | 37.5331 | 52.5583 | 9.9643 | 77.4394 | 12.7026 | 5.0684
35 | 2044 | 89.4126 | 55.5519 | 114.3008 | 92.2719 | 77.9533 | 60.3067 | 38.3106 | 38.3106 | 53.6471 | 10.1707 | 79.0436 | 12.9658 | 5.1747
36 | 2045 | 90.2044 | 56.1572 | 115.9185 | 93.446 | 78.8302 | 60.9706 | 39.1042 | 39.1042 | 54.7584 | 10.3814 | 80.681 | 13.2344 | 5.2503
37 | 2046 | 92.0491 | 57.4888 | 120.0355 | 96.3424 | 80.9092 | 62.4635 | 39.9143 | 39.9143 | 55.8928 | 10.5964 | 82.3523 | 13.5085 | 5.4583
PY Selection | PY21
|  | FirstEnergy Zone Summer ($/MWh) |  | FirstEnergy Zone Winter ($/MWh) |  | FirstEnergy DLC Zone Shoulder ($/MWh) |  | FirstEnergy Generation Capacity ($/kW/year) |  | FirstEnergy Transmission Capacity ($/kW/year) |  | FirstEnergy Distribution Capacity ($/kW/year) |  | Avoided Natural Gas Fuel Costs ($/MMBTU)
PA ACT 129 Program Year | Year | Summer On-Peak | Summer Off-Peak | Winter On-Peak | Winter Off-Peak | Shoulder On-Peak | Shoulder Off-Peak | Summer | Winter | Summer | Winter | Summer | Winter
18 | 2027 | 0 | 0 | 0 | 0 | 0 | 0 | 0 | 0 | 0 | 0 | 0 | 0 | 0 | Segment 1
19 | 2028 | 0 | 0 | 0 | 0 | 0 | 0 | 0 | 0 | 0 | 0 | 0 | 0 | 0
20 | 2029 | 0 | 0 | 0 | 0 | 0 | 0 | 0 | 0 | 0 | 0 | 0 | 0 | 0
21 | 2030 | 89.3684 | 61.3314 | 100.8804 | 87.0842 | 78.809 | 64.2675 | 56.7543 | 56.7543 | 40.2607 | 7.6328 | 56.369 | 8.8793 | 3.3746
22 | 2031 | 98.784 | 69.6492 | 105.9293 | 94.1503 | 85.135 | 72.896 | 57.9115 | 57.9115 | 41.0947 | 7.7909 | 60.5488 | 9.932 | 3.3302 | Segment 2
23 | 2032 | 107.152 | 78.04 | 116.8571 | 104.3038 | 94.1474 | 81.7305 | 59.0888 | 59.0888 | 41.946 | 7.9523 | 61.8031 | 10.1378 | 3.4011
24 | 2033 | 107.3951 | 77.5661 | 119.0535 | 105.1752 | 94.4093 | 81.2696 | 60.2931 | 60.2931 | 42.8149 | 8.1171 | 63.0834 | 10.3478 | 3.6547
25 | 2034 | 77.537 | 46.8344 | 91.6928 | 76.1633 | 64.8667 | 50.7551 | 31.2085 | 31.2085 | 43.7018 | 8.2852 | 64.3902 | 10.5621 | 3.9752
26 | 2035 | 80.398 | 48.8539 | 96.8184 | 79.7424 | 68.1429 | 53.0606 | 31.855 | 31.855 | 44.6071 | 8.4568 | 65.7241 | 10.7809 | 4.2841
27 | 2036 | 83.0533 | 50.7327 | 101.4678 | 82.9945 | 70.9489 | 55.0432 | 32.5148 | 32.5148 | 45.5312 | 8.632 | 67.0856 | 11.0043 | 4.56
28 | 2037 | 84.6804 | 51.9045 | 104.7646 | 85.3161 | 72.7259 | 56.3182 | 33.1884 | 33.1884 | 46.4744 | 8.8108 | 68.4753 | 11.2322 | 4.735 | Segment 3
29 | 2038 | 84.0617 | 51.5307 | 103.0615 | 84.1955 | 71.9954 | 55.8674 | 33.8759 | 33.8759 | 47.4371 | 8.9934 | 69.8938 | 11.4649 | 4.6357
30 | 2039 | 83.6368 | 51.2914 | 101.8148 | 83.3903 | 71.4858 | 55.5698 | 34.5777 | 34.5777 | 48.4198 | 9.1797 | 71.3416 | 11.7024 | 4.5605
31 | 2040 | 84.0654 | 51.6409 | 102.5935 | 83.9809 | 71.9505 | 55.9441 | 35.294 | 35.294 | 49.4228 | 9.3698 | 72.8195 | 11.9448 | 4.5925
32 | 2041 | 85.3974 | 52.6137 | 105.5165 | 86.0493 | 73.4465 | 57.0299 | 36.0251 | 36.0251 | 50.4466 | 9.5639 | 74.328 | 12.1923 | 4.7382
33 | 2042 | 86.8684 | 53.6833 | 108.7651 | 88.3431 | 75.1007 | 58.2257 | 36.7714 | 36.7714 | 51.4917 | 9.762 | 75.8677 | 12.4448 | 4.9009
34 | 2043 | 88.3813 | 54.7828 | 112.1082 | 90.7031 | 76.8023 | 59.4551 | 37.5331 | 37.5331 | 52.5583 | 9.9643 | 77.4394 | 12.7026 | 5.0684
35 | 2044 | 89.4126 | 55.5519 | 114.3008 | 92.2719 | 77.9533 | 60.3067 | 38.3106 | 38.3106 | 53.6471 | 10.1707 | 79.0436 | 12.9658 | 5.1747
36 | 2045 | 90.2044 | 56.1572 | 115.9185 | 93.446 | 78.8302 | 60.9706 | 39.1042 | 39.1042 | 54.7584 | 10.3814 | 80.681 | 13.2344 | 5.2503
37 | 2046 | 92.0491 | 57.4888 | 120.0355 | 96.3424 | 80.9092 | 62.4635 | 39.9143 | 39.9143 | 55.8928 | 10.5964 | 82.3523 | 13.5085 | 5.4583
PY Selection | PY22
|  | FirstEnergy Zone Summer ($/MWh) |  | FirstEnergy Zone Winter ($/MWh) |  | FirstEnergy DLC Zone Shoulder ($/MWh) |  | FirstEnergy Generation Capacity ($/kW/year) |  | FirstEnergy Transmission Capacity ($/kW/year) |  | FirstEnergy Distribution Capacity ($/kW/year) |  | Avoided Natural Gas Fuel Costs ($/MMBTU)
PA ACT 129 Program Year | Year | Summer On-Peak | Summer Off-Peak | Winter On-Peak | Winter Off-Peak | Shoulder On-Peak | Shoulder Off-Peak | Summer | Winter | Summer | Winter | Summer | Winter
18 | 2027 | 0 | 0 | 0 | 0 | 0 | 0 | 0 | 0 | 0 | 0 | 0 | 0 | 0 | Segment 1
19 | 2028 | 0 | 0 | 0 | 0 | 0 | 0 | 0 | 0 | 0 | 0 | 0 | 0 | 0
20 | 2029 | 0 | 0 | 0 | 0 | 0 | 0 | 0 | 0 | 0 | 0 | 0 | 0 | 0
21 | 2030 | 0 | 0 | 0 | 0 | 0 | 0 | 0 | 0 | 0 | 0 | 0 | 0 | 0
22 | 2031 | 89.4526 | 60.3178 | 96.5979 | 84.8189 | 75.8036 | 63.5647 | 57.9115 | 57.9115 | 41.0947 | 7.7909 | 60.5488 | 9.932 | 3.3302 | Segment 2
23 | 2032 | 100.3526 | 71.2406 | 110.0577 | 97.5045 | 87.348 | 74.9312 | 59.0888 | 59.0888 | 41.946 | 7.9523 | 61.8031 | 10.1378 | 3.4011
24 | 2033 | 110.6826 | 80.8537 | 122.3411 | 108.4627 | 97.6968 | 84.5572 | 60.2931 | 60.2931 | 42.8149 | 8.1171 | 63.0834 | 10.3478 | 3.6547
25 | 2034 | 111.3669 | 80.6642 | 125.5226 | 109.9931 | 98.6965 | 84.585 | 61.5215 | 61.5215 | 43.7018 | 8.2852 | 64.3902 | 10.5621 | 3.9752
26 | 2035 | 80.398 | 48.8539 | 96.8184 | 79.7424 | 68.1429 | 53.0606 | 31.855 | 31.855 | 44.6071 | 8.4568 | 65.7241 | 10.7809 | 4.2841
27 | 2036 | 83.0533 | 50.7327 | 101.4678 | 82.9945 | 70.9489 | 55.0432 | 32.5148 | 32.5148 | 45.5312 | 8.632 | 67.0856 | 11.0043 | 4.56
28 | 2037 | 84.6804 | 51.9045 | 104.7646 | 85.3161 | 72.7259 | 56.3182 | 33.1884 | 33.1884 | 46.4744 | 8.8108 | 68.4753 | 11.2322 | 4.735 | Segment 3
29 | 2038 | 84.0617 | 51.5307 | 103.0615 | 84.1955 | 71.9954 | 55.8674 | 33.8759 | 33.8759 | 47.4371 | 8.9934 | 69.8938 | 11.4649 | 4.6357
30 | 2039 | 83.6368 | 51.2914 | 101.8148 | 83.3903 | 71.4858 | 55.5698 | 34.5777 | 34.5777 | 48.4198 | 9.1797 | 71.3416 | 11.7024 | 4.5605
31 | 2040 | 84.0654 | 51.6409 | 102.5935 | 83.9809 | 71.9505 | 55.9441 | 35.294 | 35.294 | 49.4228 | 9.3698 | 72.8195 | 11.9448 | 4.5925
32 | 2041 | 85.3974 | 52.6137 | 105.5165 | 86.0493 | 73.4465 | 57.0299 | 36.0251 | 36.0251 | 50.4466 | 9.5639 | 74.328 | 12.1923 | 4.7382
33 | 2042 | 86.8684 | 53.6833 | 108.7651 | 88.3431 | 75.1007 | 58.2257 | 36.7714 | 36.7714 | 51.4917 | 9.762 | 75.8677 | 12.4448 | 4.9009
34 | 2043 | 88.3813 | 54.7828 | 112.1082 | 90.7031 | 76.8023 | 59.4551 | 37.5331 | 37.5331 | 52.5583 | 9.9643 | 77.4394 | 12.7026 | 5.0684
35 | 2044 | 89.4126 | 55.5519 | 114.3008 | 92.2719 | 77.9533 | 60.3067 | 38.3106 | 38.3106 | 53.6471 | 10.1707 | 79.0436 | 12.9658 | 5.1747
36 | 2045 | 90.2044 | 56.1572 | 115.9185 | 93.446 | 78.8302 | 60.9706 | 39.1042 | 39.1042 | 54.7584 | 10.3814 | 80.681 | 13.2344 | 5.2503
37 | 2046 | 92.0491 | 57.4888 | 120.0355 | 96.3424 | 80.9092 | 62.4635 | 39.9143 | 39.9143 | 55.8928 | 10.5964 | 82.3523 | 13.5085 | 5.4583

## FEPA LI Weighted Averages
PY Selection | PY18 |  | SWE Note: This data excludes avoided energy costs from the Arrearages study. Please refer to the 'LI Output' tab for avoided costs to be used for Low Income programs only.
|  | FirstEnergy Zone Summer ($/MWh) |  | FirstEnergy Zone Winter ($/MWh) |  | FirstEnergy DLC Zone Shoulder ($/MWh) |  | FirstEnergy Generation Capacity ($/kW/year) |  | FirstEnergy Transmission Capacity ($/kW/year) |  | FirstEnergy Distribution Capacity ($/kW/year) |  | Avoided Natural Gas Fuel Costs ($/MMBTU)
PA ACT 129 Program Year | Year | Summer On-Peak | Summer Off-Peak | Winter On-Peak | Winter Off-Peak | Shoulder On-Peak | Shoulder Off-Peak | Summer | Winter | Summer | Winter | Summer | Winter
18 | 2027 | 104.6424 | 75.6553 | 108.8099 | 97.153 | 91.4804 | 79.3014 | 86.4639 | 86.4639 | 37.8588 | 7.1775 | 43.4601 | 6.6793 | 3.7114 | Segment 1
19 | 2028 | 115.1269 | 84.3205 | 122.4511 | 110.1037 | 101.3737 | 89.1694 | 54.5119 | 54.5119 | 38.6431 | 7.3261 | 47.8744 | 7.2918 | 3.6356
20 | 2029 | 122.7951 | 92.8378 | 131.5142 | 118.375 | 108.5922 | 95.3772 | 55.6222 | 55.6222 | 39.4436 | 7.4779 | 52.2144 | 8.2051 | 3.52
21 | 2030 | 120.7195 | 92.6825 | 132.2315 | 118.4353 | 110.1602 | 95.6186 | 56.7543 | 56.7543 | 40.2607 | 7.6328 | 56.369 | 8.8793 | 3.3746
22 | 2031 | 91.6368 | 62.5021 | 98.7821 | 87.0031 | 77.9879 | 65.7489 | 29.3466 | 29.3466 | 41.0947 | 7.7909 | 60.5488 | 9.932 | 3.3302 | Segment 2
23 | 2032 | 92.1047 | 62.9927 | 101.8098 | 89.2566 | 79.1001 | 66.6833 | 29.9546 | 29.9546 | 41.946 | 7.9523 | 61.8031 | 10.1378 | 3.4011
24 | 2033 | 94.9593 | 65.1303 | 106.6177 | 92.7394 | 81.9735 | 68.8338 | 30.5751 | 30.5751 | 42.8149 | 8.1171 | 63.0834 | 10.3478 | 3.6547
25 | 2034 | 98.3282 | 67.6256 | 112.484 | 96.9545 | 85.6579 | 71.5463 | 31.2085 | 31.2085 | 43.7018 | 8.2852 | 64.3902 | 10.5621 | 3.9752
26 | 2035 | 101.605 | 70.0609 | 118.0255 | 100.9494 | 89.35 | 74.2677 | 31.855 | 31.855 | 44.6071 | 8.4568 | 65.7241 | 10.7809 | 4.2841
27 | 2036 | 104.6845 | 72.3639 | 123.099 | 104.6257 | 92.58 | 76.6744 | 32.5148 | 32.5148 | 45.5312 | 8.632 | 67.0856 | 11.0043 | 4.56
28 | 2037 | 106.7442 | 73.9683 | 126.8284 | 107.3799 | 94.7897 | 78.382 | 33.1884 | 33.1884 | 46.4744 | 8.8108 | 68.4753 | 11.2322 | 4.735 | Segment 3
29 | 2038 | 106.5668 | 74.0357 | 125.5666 | 106.7006 | 94.5005 | 78.3725 | 33.8759 | 33.8759 | 47.4371 | 8.9934 | 69.8938 | 11.4649 | 4.6357
30 | 2039 | 106.592 | 74.2466 | 124.77 | 106.3455 | 94.441 | 78.525 | 34.5777 | 34.5777 | 48.4198 | 9.1797 | 71.3416 | 11.7024 | 4.5605
31 | 2040 | 107.4797 | 75.0552 | 126.0078 | 107.3952 | 95.3647 | 79.3584 | 35.294 | 35.294 | 49.4228 | 9.3698 | 72.8195 | 11.9448 | 4.5925
32 | 2041 | 109.28 | 76.4962 | 129.3991 | 109.9319 | 97.3291 | 80.9124 | 36.0251 | 36.0251 | 50.4466 | 9.5639 | 74.328 | 12.1923 | 4.7382
33 | 2042 | 111.2287 | 78.0435 | 133.1253 | 112.7033 | 99.461 | 82.5859 | 36.7714 | 36.7714 | 51.4917 | 9.762 | 75.8677 | 12.4448 | 4.9009
34 | 2043 | 113.2287 | 79.6302 | 136.9557 | 115.5505 | 101.6497 | 84.3026 | 37.5331 | 37.5331 | 52.5583 | 9.9643 | 77.4394 | 12.7026 | 5.0684
35 | 2044 | 114.757 | 80.8963 | 139.6452 | 117.6163 | 103.2976 | 85.651 | 38.3106 | 38.3106 | 53.6471 | 10.1707 | 79.0436 | 12.9658 | 5.1747
36 | 2045 | 116.0556 | 82.0085 | 141.7697 | 119.2972 | 104.6815 | 86.8219 | 39.1042 | 39.1042 | 54.7584 | 10.3814 | 80.681 | 13.2344 | 5.2503
37 | 2046 | 118.4174 | 83.8571 | 146.4038 | 122.7107 | 107.2775 | 88.8318 | 39.9143 | 39.9143 | 55.8928 | 10.5964 | 82.3523 | 13.5085 | 5.4583
PY Selection | PY19
|  | FirstEnergy Zone Summer ($/MWh) |  | FirstEnergy Zone Winter ($/MWh) |  | FirstEnergy DLC Zone Shoulder ($/MWh) |  | FirstEnergy Generation Capacity ($/kW/year) |  | FirstEnergy Transmission Capacity ($/kW/year) |  | FirstEnergy Distribution Capacity ($/kW/year) |  | Avoided Natural Gas Fuel Costs ($/MMBTU)
PA ACT 129 Program Year | Year | Summer On-Peak | Summer Off-Peak | Winter On-Peak | Winter Off-Peak | Shoulder On-Peak | Shoulder Off-Peak | Summer | Winter | Summer | Winter | Summer | Winter
18 | 2027 | 0 | 0 | 0 | 0 | 0 | 0 | 0 | 0 | 0 | 0 | 0 | 0 | 0 | Segment 1
19 | 2028 | 107.1416 | 76.3352 | 114.4659 | 102.1184 | 93.3884 | 81.1841 | 54.5119 | 54.5119 | 38.6431 | 7.3261 | 47.8744 | 7.2918 | 3.6356
20 | 2029 | 116.9641 | 87.0067 | 125.6831 | 112.5439 | 102.7611 | 89.5461 | 55.6222 | 55.6222 | 39.4436 | 7.4779 | 52.2144 | 8.2051 | 3.52
21 | 2030 | 123.5853 | 95.5483 | 135.0973 | 121.3011 | 113.026 | 98.4844 | 56.7543 | 56.7543 | 40.2607 | 7.6328 | 56.369 | 8.8793 | 3.3746
22 | 2031 | 121.8008 | 92.666 | 128.9461 | 117.1671 | 108.1518 | 95.9129 | 57.9115 | 57.9115 | 41.0947 | 7.7909 | 60.5488 | 9.932 | 3.3302 | Segment 2
23 | 2032 | 92.1047 | 62.9927 | 101.8098 | 89.2566 | 79.1001 | 66.6833 | 29.9546 | 29.9546 | 41.946 | 7.9523 | 61.8031 | 10.1378 | 3.4011
24 | 2033 | 94.9593 | 65.1303 | 106.6177 | 92.7394 | 81.9735 | 68.8338 | 30.5751 | 30.5751 | 42.8149 | 8.1171 | 63.0834 | 10.3478 | 3.6547
25 | 2034 | 98.3282 | 67.6256 | 112.484 | 96.9545 | 85.6579 | 71.5463 | 31.2085 | 31.2085 | 43.7018 | 8.2852 | 64.3902 | 10.5621 | 3.9752
26 | 2035 | 101.605 | 70.0609 | 118.0255 | 100.9494 | 89.35 | 74.2677 | 31.855 | 31.855 | 44.6071 | 8.4568 | 65.7241 | 10.7809 | 4.2841
27 | 2036 | 104.6845 | 72.3639 | 123.099 | 104.6257 | 92.58 | 76.6744 | 32.5148 | 32.5148 | 45.5312 | 8.632 | 67.0856 | 11.0043 | 4.56
28 | 2037 | 106.7442 | 73.9683 | 126.8284 | 107.3799 | 94.7897 | 78.382 | 33.1884 | 33.1884 | 46.4744 | 8.8108 | 68.4753 | 11.2322 | 4.735 | Segment 3
29 | 2038 | 106.5668 | 74.0357 | 125.5666 | 106.7006 | 94.5005 | 78.3725 | 33.8759 | 33.8759 | 47.4371 | 8.9934 | 69.8938 | 11.4649 | 4.6357
30 | 2039 | 106.592 | 74.2466 | 124.77 | 106.3455 | 94.441 | 78.525 | 34.5777 | 34.5777 | 48.4198 | 9.1797 | 71.3416 | 11.7024 | 4.5605
31 | 2040 | 107.4797 | 75.0552 | 126.0078 | 107.3952 | 95.3647 | 79.3584 | 35.294 | 35.294 | 49.4228 | 9.3698 | 72.8195 | 11.9448 | 4.5925
32 | 2041 | 109.28 | 76.4962 | 129.3991 | 109.9319 | 97.3291 | 80.9124 | 36.0251 | 36.0251 | 50.4466 | 9.5639 | 74.328 | 12.1923 | 4.7382
33 | 2042 | 111.2287 | 78.0435 | 133.1253 | 112.7033 | 99.461 | 82.5859 | 36.7714 | 36.7714 | 51.4917 | 9.762 | 75.8677 | 12.4448 | 4.9009
34 | 2043 | 113.2287 | 79.6302 | 136.9557 | 115.5505 | 101.6497 | 84.3026 | 37.5331 | 37.5331 | 52.5583 | 9.9643 | 77.4394 | 12.7026 | 5.0684
35 | 2044 | 114.757 | 80.8963 | 139.6452 | 117.6163 | 103.2976 | 85.651 | 38.3106 | 38.3106 | 53.6471 | 10.1707 | 79.0436 | 12.9658 | 5.1747
36 | 2045 | 116.0556 | 82.0085 | 141.7697 | 119.2972 | 104.6815 | 86.8219 | 39.1042 | 39.1042 | 54.7584 | 10.3814 | 80.681 | 13.2344 | 5.2503
37 | 2046 | 118.4174 | 83.8571 | 146.4038 | 122.7107 | 107.2775 | 88.8318 | 39.9143 | 39.9143 | 55.8928 | 10.5964 | 82.3523 | 13.5085 | 5.4583
PY Selection | PY20
|  | FirstEnergy Zone Summer ($/MWh) |  | FirstEnergy Zone Winter ($/MWh) |  | FirstEnergy DLC Zone Shoulder ($/MWh) |  | FirstEnergy Generation Capacity ($/kW/year) |  | FirstEnergy Transmission Capacity ($/kW/year) |  | FirstEnergy Distribution Capacity ($/kW/year) |  | Avoided Natural Gas Fuel Costs ($/MMBTU)
PA ACT 129 Program Year | Year | Summer On-Peak | Summer Off-Peak | Winter On-Peak | Winter Off-Peak | Shoulder On-Peak | Shoulder Off-Peak | Summer | Winter | Summer | Winter | Summer | Winter
18 | 2027 | 0 | 0 | 0 | 0 | 0 | 0 | 0 | 0 | 0 | 0 | 0 | 0 | 0 | Segment 1
19 | 2028 | 0 | 0 | 0 | 0 | 0 | 0 | 0 | 0 | 0 | 0 | 0 | 0 | 0
20 | 2029 | 108.5056 | 78.5483 | 117.2247 | 104.0855 | 94.3027 | 81.0877 | 55.6222 | 55.6222 | 39.4436 | 7.4779 | 52.2144 | 8.2051 | 3.52
21 | 2030 | 117.4598 | 89.4227 | 128.9717 | 115.1756 | 106.9004 | 92.3588 | 56.7543 | 56.7543 | 40.2607 | 7.6328 | 56.369 | 8.8793 | 3.3746
22 | 2031 | 124.8208 | 95.6861 | 131.9661 | 120.1871 | 111.1719 | 98.9329 | 57.9115 | 57.9115 | 41.0947 | 7.7909 | 60.5488 | 9.932 | 3.3302 | Segment 2
23 | 2032 | 123.9471 | 94.835 | 133.6521 | 121.0989 | 110.9424 | 98.5256 | 59.0888 | 59.0888 | 41.946 | 7.9523 | 61.8031 | 10.1378 | 3.4011
24 | 2033 | 94.9593 | 65.1303 | 106.6177 | 92.7394 | 81.9735 | 68.8338 | 30.5751 | 30.5751 | 42.8149 | 8.1171 | 63.0834 | 10.3478 | 3.6547
25 | 2034 | 98.3282 | 67.6256 | 112.484 | 96.9545 | 85.6579 | 71.5463 | 31.2085 | 31.2085 | 43.7018 | 8.2852 | 64.3902 | 10.5621 | 3.9752
26 | 2035 | 101.605 | 70.0609 | 118.0255 | 100.9494 | 89.35 | 74.2677 | 31.855 | 31.855 | 44.6071 | 8.4568 | 65.7241 | 10.7809 | 4.2841
27 | 2036 | 104.6845 | 72.3639 | 123.099 | 104.6257 | 92.58 | 76.6744 | 32.5148 | 32.5148 | 45.5312 | 8.632 | 67.0856 | 11.0043 | 4.56
28 | 2037 | 106.7442 | 73.9683 | 126.8284 | 107.3799 | 94.7897 | 78.382 | 33.1884 | 33.1884 | 46.4744 | 8.8108 | 68.4753 | 11.2322 | 4.735 | Segment 3
29 | 2038 | 106.5668 | 74.0357 | 125.5666 | 106.7006 | 94.5005 | 78.3725 | 33.8759 | 33.8759 | 47.4371 | 8.9934 | 69.8938 | 11.4649 | 4.6357
30 | 2039 | 106.592 | 74.2466 | 124.77 | 106.3455 | 94.441 | 78.525 | 34.5777 | 34.5777 | 48.4198 | 9.1797 | 71.3416 | 11.7024 | 4.5605
31 | 2040 | 107.4797 | 75.0552 | 126.0078 | 107.3952 | 95.3647 | 79.3584 | 35.294 | 35.294 | 49.4228 | 9.3698 | 72.8195 | 11.9448 | 4.5925
32 | 2041 | 109.28 | 76.4962 | 129.3991 | 109.9319 | 97.3291 | 80.9124 | 36.0251 | 36.0251 | 50.4466 | 9.5639 | 74.328 | 12.1923 | 4.7382
33 | 2042 | 111.2287 | 78.0435 | 133.1253 | 112.7033 | 99.461 | 82.5859 | 36.7714 | 36.7714 | 51.4917 | 9.762 | 75.8677 | 12.4448 | 4.9009
34 | 2043 | 113.2287 | 79.6302 | 136.9557 | 115.5505 | 101.6497 | 84.3026 | 37.5331 | 37.5331 | 52.5583 | 9.9643 | 77.4394 | 12.7026 | 5.0684
35 | 2044 | 114.757 | 80.8963 | 139.6452 | 117.6163 | 103.2976 | 85.651 | 38.3106 | 38.3106 | 53.6471 | 10.1707 | 79.0436 | 12.9658 | 5.1747
36 | 2045 | 116.0556 | 82.0085 | 141.7697 | 119.2972 | 104.6815 | 86.8219 | 39.1042 | 39.1042 | 54.7584 | 10.3814 | 80.681 | 13.2344 | 5.2503
37 | 2046 | 118.4174 | 83.8571 | 146.4038 | 122.7107 | 107.2775 | 88.8318 | 39.9143 | 39.9143 | 55.8928 | 10.5964 | 82.3523 | 13.5085 | 5.4583
PY Selection | PY21
|  | FirstEnergy Zone Summer ($/MWh) |  | FirstEnergy Zone Winter ($/MWh) |  | FirstEnergy DLC Zone Shoulder ($/MWh) |  | FirstEnergy Generation Capacity ($/kW/year) |  | FirstEnergy Transmission Capacity ($/kW/year) |  | FirstEnergy Distribution Capacity ($/kW/year) |  | Avoided Natural Gas Fuel Costs ($/MMBTU)
PA ACT 129 Program Year | Year | Summer On-Peak | Summer Off-Peak | Winter On-Peak | Winter Off-Peak | Shoulder On-Peak | Shoulder Off-Peak | Summer | Winter | Summer | Winter | Summer | Winter
18 | 2027 | 0 | 0 | 0 | 0 | 0 | 0 | 0 | 0 | 0 | 0 | 0 | 0 | 0 | Segment 1
19 | 2028 | 0 | 0 | 0 | 0 | 0 | 0 | 0 | 0 | 0 | 0 | 0 | 0 | 0
20 | 2029 | 0 | 0 | 0 | 0 | 0 | 0 | 0 | 0 | 0 | 0 | 0 | 0 | 0
21 | 2030 | 108.5763 | 80.5393 | 120.0882 | 106.2921 | 98.0169 | 83.4754 | 56.7543 | 56.7543 | 40.2607 | 7.6328 | 56.369 | 8.8793 | 3.3746
22 | 2031 | 118.376 | 89.2412 | 125.5213 | 113.7423 | 104.727 | 92.4881 | 57.9115 | 57.9115 | 41.0947 | 7.7909 | 60.5488 | 9.932 | 3.3302 | Segment 2
23 | 2032 | 127.1359 | 98.0238 | 136.8409 | 124.2877 | 114.1313 | 101.7144 | 59.0888 | 59.0888 | 41.946 | 7.9523 | 61.8031 | 10.1378 | 3.4011
24 | 2033 | 127.7786 | 97.9496 | 139.437 | 125.5587 | 114.7928 | 101.6532 | 60.2931 | 60.2931 | 42.8149 | 8.1171 | 63.0834 | 10.3478 | 3.6547
25 | 2034 | 98.3282 | 67.6256 | 112.484 | 96.9545 | 85.6579 | 71.5463 | 31.2085 | 31.2085 | 43.7018 | 8.2852 | 64.3902 | 10.5621 | 3.9752
26 | 2035 | 101.605 | 70.0609 | 118.0255 | 100.9494 | 89.35 | 74.2677 | 31.855 | 31.855 | 44.6071 | 8.4568 | 65.7241 | 10.7809 | 4.2841
27 | 2036 | 104.6845 | 72.3639 | 123.099 | 104.6257 | 92.58 | 76.6744 | 32.5148 | 32.5148 | 45.5312 | 8.632 | 67.0856 | 11.0043 | 4.56
28 | 2037 | 106.7442 | 73.9683 | 126.8284 | 107.3799 | 94.7897 | 78.382 | 33.1884 | 33.1884 | 46.4744 | 8.8108 | 68.4753 | 11.2322 | 4.735 | Segment 3
29 | 2038 | 106.5668 | 74.0357 | 125.5666 | 106.7006 | 94.5005 | 78.3725 | 33.8759 | 33.8759 | 47.4371 | 8.9934 | 69.8938 | 11.4649 | 4.6357
30 | 2039 | 106.592 | 74.2466 | 124.77 | 106.3455 | 94.441 | 78.525 | 34.5777 | 34.5777 | 48.4198 | 9.1797 | 71.3416 | 11.7024 | 4.5605
31 | 2040 | 107.4797 | 75.0552 | 126.0078 | 107.3952 | 95.3647 | 79.3584 | 35.294 | 35.294 | 49.4228 | 9.3698 | 72.8195 | 11.9448 | 4.5925
32 | 2041 | 109.28 | 76.4962 | 129.3991 | 109.9319 | 97.3291 | 80.9124 | 36.0251 | 36.0251 | 50.4466 | 9.5639 | 74.328 | 12.1923 | 4.7382
33 | 2042 | 111.2287 | 78.0435 | 133.1253 | 112.7033 | 99.461 | 82.5859 | 36.7714 | 36.7714 | 51.4917 | 9.762 | 75.8677 | 12.4448 | 4.9009
34 | 2043 | 113.2287 | 79.6302 | 136.9557 | 115.5505 | 101.6497 | 84.3026 | 37.5331 | 37.5331 | 52.5583 | 9.9643 | 77.4394 | 12.7026 | 5.0684
35 | 2044 | 114.757 | 80.8963 | 139.6452 | 117.6163 | 103.2976 | 85.651 | 38.3106 | 38.3106 | 53.6471 | 10.1707 | 79.0436 | 12.9658 | 5.1747
36 | 2045 | 116.0556 | 82.0085 | 141.7697 | 119.2972 | 104.6815 | 86.8219 | 39.1042 | 39.1042 | 54.7584 | 10.3814 | 80.681 | 13.2344 | 5.2503
37 | 2046 | 118.4174 | 83.8571 | 146.4038 | 122.7107 | 107.2775 | 88.8318 | 39.9143 | 39.9143 | 55.8928 | 10.5964 | 82.3523 | 13.5085 | 5.4583
PY Selection | PY22
|  | FirstEnergy Zone Summer ($/MWh) |  | FirstEnergy Zone Winter ($/MWh) |  | FirstEnergy DLC Zone Shoulder ($/MWh) |  | FirstEnergy Generation Capacity ($/kW/year) |  | FirstEnergy Transmission Capacity ($/kW/year) |  | FirstEnergy Distribution Capacity ($/kW/year) |  | Avoided Natural Gas Fuel Costs ($/MMBTU)
PA ACT 129 Program Year | Year | Summer On-Peak | Summer Off-Peak | Winter On-Peak | Winter Off-Peak | Shoulder On-Peak | Shoulder Off-Peak | Summer | Winter | Summer | Winter | Summer | Winter
18 | 2027 | 0 | 0 | 0 | 0 | 0 | 0 | 0 | 0 | 0 | 0 | 0 | 0 | 0 | Segment 1
19 | 2028 | 0 | 0 | 0 | 0 | 0 | 0 | 0 | 0 | 0 | 0 | 0 | 0 | 0
20 | 2029 | 0 | 0 | 0 | 0 | 0 | 0 | 0 | 0 | 0 | 0 | 0 | 0 | 0
21 | 2030 | 0 | 0 | 0 | 0 | 0 | 0 | 0 | 0 | 0 | 0 | 0 | 0 | 0
22 | 2031 | 109.0446 | 79.9098 | 116.1899 | 104.4109 | 95.3956 | 83.1567 | 57.9115 | 57.9115 | 41.0947 | 7.7909 | 60.5488 | 9.932 | 3.3302 | Segment 2
23 | 2032 | 120.3365 | 91.2245 | 130.0415 | 117.4883 | 107.3319 | 94.915 | 59.0888 | 59.0888 | 41.946 | 7.9523 | 61.8031 | 10.1378 | 3.4011
24 | 2033 | 131.0662 | 101.2372 | 142.7246 | 128.8463 | 118.0804 | 104.9407 | 60.2931 | 60.2931 | 42.8149 | 8.1171 | 63.0834 | 10.3478 | 3.6547
25 | 2034 | 132.1581 | 101.4555 | 146.3138 | 130.7844 | 119.4877 | 105.3762 | 61.5215 | 61.5215 | 43.7018 | 8.2852 | 64.3902 | 10.5621 | 3.9752
26 | 2035 | 101.605 | 70.0609 | 118.0255 | 100.9494 | 89.35 | 74.2677 | 31.855 | 31.855 | 44.6071 | 8.4568 | 65.7241 | 10.7809 | 4.2841
27 | 2036 | 104.6845 | 72.3639 | 123.099 | 104.6257 | 92.58 | 76.6744 | 32.5148 | 32.5148 | 45.5312 | 8.632 | 67.0856 | 11.0043 | 4.56
28 | 2037 | 106.7442 | 73.9683 | 126.8284 | 107.3799 | 94.7897 | 78.382 | 33.1884 | 33.1884 | 46.4744 | 8.8108 | 68.4753 | 11.2322 | 4.735 | Segment 3
29 | 2038 | 106.5668 | 74.0357 | 125.5666 | 106.7006 | 94.5005 | 78.3725 | 33.8759 | 33.8759 | 47.4371 | 8.9934 | 69.8938 | 11.4649 | 4.6357
30 | 2039 | 106.592 | 74.2466 | 124.77 | 106.3455 | 94.441 | 78.525 | 34.5777 | 34.5777 | 48.4198 | 9.1797 | 71.3416 | 11.7024 | 4.5605
31 | 2040 | 107.4797 | 75.0552 | 126.0078 | 107.3952 | 95.3647 | 79.3584 | 35.294 | 35.294 | 49.4228 | 9.3698 | 72.8195 | 11.9448 | 4.5925
32 | 2041 | 109.28 | 76.4962 | 129.3991 | 109.9319 | 97.3291 | 80.9124 | 36.0251 | 36.0251 | 50.4466 | 9.5639 | 74.328 | 12.1923 | 4.7382
33 | 2042 | 111.2287 | 78.0435 | 133.1253 | 112.7033 | 99.461 | 82.5859 | 36.7714 | 36.7714 | 51.4917 | 9.762 | 75.8677 | 12.4448 | 4.9009
34 | 2043 | 113.2287 | 79.6302 | 136.9557 | 115.5505 | 101.6497 | 84.3026 | 37.5331 | 37.5331 | 52.5583 | 9.9643 | 77.4394 | 12.7026 | 5.0684
35 | 2044 | 114.757 | 80.8963 | 139.6452 | 117.6163 | 103.2976 | 85.651 | 38.3106 | 38.3106 | 53.6471 | 10.1707 | 79.0436 | 12.9658 | 5.1747
36 | 2045 | 116.0556 | 82.0085 | 141.7697 | 119.2972 | 104.6815 | 86.8219 | 39.1042 | 39.1042 | 54.7584 | 10.3814 | 80.681 | 13.2344 | 5.2503
37 | 2046 | 118.4174 | 83.8571 | 146.4038 | 122.7107 | 107.2775 | 88.8318 | 39.9143 | 39.9143 | 55.8928 | 10.5964 | 82.3523 | 13.5085 | 5.4583

## Met-Ed non-LI
Values from Results of ACC Model | [15 empty] | CALCULATIONS
PY Selection | PY18 |  | SWE Note: This data excludes avoided energy costs from the Arrearages study. Please refer to the 'LI Output' tab for avoided costs to be used for Low Income programs only. | [12 empty] | PY Selection | PY18 |  | SWE Note: This data excludes avoided energy costs from the Arrearages study. Please refer to the 'LI Output' tab for avoided costs to be used for Low Income programs only.
|  | Met-Ed Zone Summer ($/MWh) |  | Met-Ed Zone Winter ($/MWh) |  | Met-Ed DLC Zone Shoulder ($/MWh) |  | Met-Ed Generation Capacity ($/kW/year) |  | Met-Ed Transmission Capacity ($/kW/year) |  | Met-Ed Distribution Capacity ($/kW/year) |  | Avoided Natural Gas Fuel Costs ($/MMBTU) |  |  |  | Met-Ed Zone Summer ($/MWh) |  | Met-Ed Zone Winter ($/MWh) |  | Met-Ed DLC Zone Shoulder ($/MWh) |  | Met-Ed Generation Capacity ($/kW/year) |  | Met-Ed Transmission Capacity ($/kW/year) |  | Met-Ed Distribution Capacity ($/kW/year) |  | Avoided Natural Gas Fuel Costs ($/MMBTU)
PA ACT 129 Program Year | Year | Summer On-Peak | Summer Off-Peak | Winter On-Peak | Winter Off-Peak | Shoulder On-Peak | Shoulder Off-Peak | Summer | Winter | Summer | Winter | Summer | Winter |  |  | PA ACT 129 Program Year | Year | Summer On-Peak | Summer Off-Peak | Winter On-Peak | Winter Off-Peak | Shoulder On-Peak | Shoulder Off-Peak | Summer | Winter | Summer | Winter | Summer | Winter
18 | 2027 | 86.1597 | 57.301 | 90.3087 | 78.7035 | 73.0561 | 60.931 | 99.2535 | 99.2535 | 58.9185 | 0 | 52.4618 | 6.6986 | 3.5997 | Segment 1 | 18 | 2027 | 23.6822 | 15.75 | 24.8226 | 21.6327 | 20.0805 | 16.7477 | 27.2812 | 27.2812 | 16.1945 | 0 | 14.4198 | 1.8412 | 0.98942 | Segment 1
19 | 2028 | 95.954 | 65.2841 | 103.2458 | 90.953 | 82.2617 | 70.1115 | 68.9359 | 68.9359 | 60.139 | 0 | 55.8163 | 7.2132 | 3.5239 |  | 19 | 2028 | 26.3743 | 17.9442 | 28.3785 | 24.9997 | 22.6108 | 19.2711 | 18.948 | 18.948 | 16.53 | 0 | 15.3419 | 1.9826 | 0.9686
20 | 2029 | 102.6343 | 72.8096 | 111.3147 | 98.2337 | 88.4942 | 75.3378 | 70.3361 | 70.3361 | 61.3848 | 0 | 58.9502 | 8.1627 | 3.4083 |  | 20 | 2029 | 28.2104 | 20.0127 | 30.5963 | 27.0009 | 24.3238 | 20.7076 | 19.3328 | 19.3328 | 16.8724 | 0 | 16.2033 | 2.2436 | 0.9368
21 | 2030 | 99.7899 | 71.8771 | 111.2508 | 97.5158 | 89.2773 | 74.8002 | 71.7638 | 71.7638 | 62.6564 | 0 | 62.1595 | 8.6434 | 3.2606 |  | 21 | 2030 | 27.4286 | 19.7564 | 30.5788 | 26.8035 | 24.5391 | 20.5598 | 19.7253 | 19.7253 | 17.222 | 0 | 17.0854 | 2.3758 | 0.89622
22 | 2031 | 71.8701 | 42.8297 | 79.1273 | 67.3192 | 58.2925 | 46.0697 | 30.8142 | 30.8142 | 63.9544 | 0 | 65.4108 | 9.6837 | 3.2305 | Segment 2 | 22 | 2031 | 19.7545 | 11.7723 | 21.7492 | 18.5036 | 16.0225 | 12.6629 | 8.4697 | 8.4697 | 17.5787 | 0 | 17.9791 | 2.6617 | 0.88796 | Segment 2
23 | 2032 | 72.1068 | 43.0391 | 81.9554 | 69.3133 | 59.1624 | 46.7152 | 31.4525 | 31.4525 | 65.2792 | 0 | 66.7658 | 9.8843 | 3.3164 |  | 23 | 2032 | 19.8195 | 11.8299 | 22.5266 | 19.0517 | 16.2616 | 12.8403 | 8.6452 | 8.6452 | 17.9429 | 0 | 18.3515 | 2.7168 | 0.91155
24 | 2033 | 74.7475 | 44.905 | 86.5253 | 72.5077 | 61.7983 | 48.5777 | 32.1041 | 32.1041 | 66.6315 | 0 | 68.1489 | 10.0891 | 3.5856 |  | 24 | 2033 | 20.5454 | 12.3428 | 23.7826 | 19.9297 | 16.9861 | 13.3522 | 8.8242 | 8.8242 | 18.3146 | 0 | 18.7317 | 2.7731 | 0.98554
25 | 2034 | 77.8992 | 47.1237 | 92.1593 | 76.436 | 65.2428 | 50.9982 | 32.7691 | 32.7691 | 68.0118 | 0 | 69.5607 | 10.2981 | 3.9224 |  | 25 | 2034 | 21.4116 | 12.9526 | 25.3312 | 21.0095 | 17.9329 | 14.0175 | 9.007 | 9.007 | 18.694 | 0 | 19.1197 | 2.8306 | 1.0781
26 | 2035 | 80.9498 | 49.2738 | 97.4861 | 80.1536 | 68.691 | 53.4221 | 33.448 | 33.448 | 69.4207 | 0 | 71.0016 | 10.5114 | 4.2482 |  | 26 | 2035 | 22.2501 | 13.5436 | 26.7954 | 22.0313 | 18.8807 | 14.6838 | 9.1936 | 9.1936 | 19.0812 | 0 | 19.5158 | 2.8892 | 1.1677
27 | 2036 | 83.7898 | 51.2799 | 102.3718 | 83.5684 | 71.6717 | 55.525 | 34.1408 | 34.1408 | 70.8588 | 0 | 72.4725 | 10.7291 | 4.5417 |  | 27 | 2036 | 23.0308 | 14.095 | 28.1383 | 22.9699 | 19.6999 | 15.2618 | 9.3841 | 9.3841 | 19.4765 | 0 | 19.92 | 2.9491 | 1.2483
28 | 2037 | 85.5825 | 52.5658 | 105.9711 | 86.0984 | 73.6215 | 56.919 | 34.8481 | 34.8481 | 72.3266 | 0 | 73.9738 | 10.9514 | 4.735 | Segment 3 | 28 | 2037 | 23.5235 | 14.4484 | 29.1276 | 23.6653 | 20.2359 | 15.6449 | 9.5785 | 9.5785 | 19.88 | 0 | 20.3327 | 3.0101 | 1.3015 | Segment 3
29 | 2038 | 84.939 | 52.1748 | 104.3206 | 85.014 | 72.8826 | 56.4624 | 35.57 | 35.57 | 73.8249 | 0 | 75.5062 | 11.1783 | 4.6357 |  | 29 | 2038 | 23.3466 | 14.341 | 28.6739 | 23.3673 | 20.0328 | 15.5195 | 9.7769 | 9.7769 | 20.2918 | 0 | 20.7539 | 3.0725 | 1.2742
30 | 2039 | 84.4953 | 51.9226 | 103.1138 | 84.2362 | 72.3667 | 56.1604 | 36.3068 | 36.3068 | 75.3542 | 0 | 77.0703 | 11.4098 | 4.5605 |  | 30 | 2039 | 23.2247 | 14.2716 | 28.3422 | 23.1535 | 19.891 | 15.4364 | 9.9794 | 9.9794 | 20.7121 | 0 | 21.1838 | 3.1361 | 1.2535
31 | 2040 | 84.9319 | 52.2776 | 103.8755 | 84.8151 | 72.834 | 56.5366 | 37.0589 | 37.0589 | 76.9152 | 0 | 78.6669 | 11.6462 | 4.5925 |  | 31 | 2040 | 23.3447 | 14.3692 | 28.5516 | 23.3126 | 20.0194 | 15.5398 | 10.1862 | 10.1862 | 21.1412 | 0 | 21.6227 | 3.2011 | 1.2623
32 | 2041 | 86.3004 | 53.2755 | 106.7213 | 86.8304 | 74.3424 | 57.6308 | 37.8266 | 37.8266 | 78.5086 | 0 | 80.2965 | 11.8874 | 4.7382 |  | 32 | 2041 | 23.7208 | 14.6435 | 29.3338 | 23.8665 | 20.434 | 15.8406 | 10.3972 | 10.3972 | 21.5791 | 0 | 22.0706 | 3.2674 | 1.3023
33 | 2042 | 87.8121 | 54.3731 | 109.8836 | 89.0648 | 76.0104 | 58.8361 | 38.6102 | 38.6102 | 80.1349 | 0 | 81.9599 | 12.1337 | 4.9009 |  | 33 | 2042 | 24.1364 | 14.9452 | 30.203 | 24.4807 | 20.8925 | 16.1719 | 10.6125 | 10.6125 | 22.0262 | 0 | 22.5278 | 3.3351 | 1.3471
34 | 2043 | 89.3669 | 55.5016 | 113.138 | 91.3636 | 77.7261 | 60.0753 | 39.4101 | 39.4101 | 81.7949 | 0 | 83.6577 | 12.3851 | 5.0684 |  | 34 | 2043 | 24.5637 | 15.2554 | 31.0975 | 25.1125 | 21.3641 | 16.5125 | 10.8324 | 10.8324 | 22.4824 | 0 | 22.9945 | 3.4042 | 1.3931
35 | 2044 | 90.4248 | 56.289 | 115.2742 | 92.8936 | 78.8862 | 60.9331 | 40.2264 | 40.2264 | 83.4893 | 0 | 85.3907 | 12.6416 | 5.1747 |  | 35 | 2044 | 24.8545 | 15.4718 | 31.6847 | 25.5331 | 21.6829 | 16.7483 | 11.0568 | 11.0568 | 22.9482 | 0 | 23.4708 | 3.4747 | 1.4223
36 | 2045 | 91.2355 | 56.9073 | 116.8518 | 94.0401 | 79.7695 | 61.6014 | 41.0598 | 41.0598 | 85.2189 | 0 | 87.1596 | 12.9035 | 5.2503 |  | 36 | 2045 | 25.0773 | 15.6417 | 32.1183 | 25.8482 | 21.9257 | 16.932 | 11.2858 | 11.2858 | 23.4236 | 0 | 23.957 | 3.5467 | 1.4431
37 | 2046 | 93.1323 | 58.2748 | 120.8585 | 96.8606 | 81.8661 | 63.1065 | 41.9103 | 41.9103 | 86.9842 | 0 | 88.9651 | 13.1708 | 5.4583 |  | 37 | 2046 | 25.5987 | 16.0176 | 33.2196 | 26.6235 | 22.502 | 17.3457 | 11.5196 | 11.5196 | 23.9088 | 0 | 24.4533 | 3.6202 | 1.5003
PY Selection | PY19 | [14 empty] | PY Selection | PY19
|  | Met-Ed Zone Summer ($/MWh) |  | Met-Ed Zone Winter ($/MWh) |  | Met-Ed DLC Zone Shoulder ($/MWh) |  | Met-Ed Generation Capacity ($/kW/year) |  | Met-Ed Transmission Capacity ($/kW/year) |  | Met-Ed Distribution Capacity ($/kW/year) |  | Avoided Natural Gas Fuel Costs ($/MMBTU) |  |  |  | Met-Ed Zone Summer ($/MWh) |  | Met-Ed Zone Winter ($/MWh) |  | Met-Ed DLC Zone Shoulder ($/MWh) |  | Met-Ed Generation Capacity ($/kW/year) |  | Met-Ed Transmission Capacity ($/kW/year) |  | Met-Ed Distribution Capacity ($/kW/year) |  | Avoided Natural Gas Fuel Costs ($/MMBTU)
PA ACT 129 Program Year | Year | Summer On-Peak | Summer Off-Peak | Winter On-Peak | Winter Off-Peak | Shoulder On-Peak | Shoulder Off-Peak | Summer | Winter | Summer | Winter | Summer | Winter |  |  | PA ACT 129 Program Year | Year | Summer On-Peak | Summer Off-Peak | Winter On-Peak | Winter Off-Peak | Shoulder On-Peak | Shoulder Off-Peak | Summer | Winter | Summer | Winter | Summer | Winter
18 | 2027 | 0 | 0 | 0 | 0 | 0 | 0 | 0 | 0 | 0 | 0 | 0 | 0 | 0 | Segment 1 | 18 | 2027 | 0 | 0 | 0 | 0 | 0 | 0 | 0 | 0 | 0 | 0 | 0 | 0 | 0 | Segment 1
19 | 2028 | 88.114 | 57.4441 | 95.4058 | 83.113 | 74.4217 | 62.2715 | 68.9359 | 68.9359 | 60.139 | 0 | 55.8163 | 7.2132 | 3.5239 |  | 19 | 2028 | 24.2193 | 15.7893 | 26.2236 | 22.8447 | 20.4558 | 17.1162 | 18.948 | 18.948 | 16.53 | 0 | 15.3419 | 1.9826 | 0.9686
20 | 2029 | 97.0043 | 67.1796 | 105.6847 | 92.6037 | 82.8642 | 69.7078 | 70.3361 | 70.3361 | 61.3848 | 0 | 58.9502 | 8.1627 | 3.4083 |  | 20 | 2029 | 26.6629 | 18.4652 | 29.0489 | 25.4534 | 22.7764 | 19.1601 | 19.3328 | 19.3328 | 16.8724 | 0 | 16.2033 | 2.2436 | 0.9368
21 | 2030 | 102.5099 | 74.5971 | 113.9708 | 100.2358 | 91.9973 | 77.5202 | 71.7638 | 71.7638 | 62.6564 | 0 | 62.1595 | 8.6434 | 3.2606 |  | 21 | 2030 | 28.1762 | 20.504 | 31.3264 | 27.5512 | 25.2867 | 21.3075 | 19.7253 | 19.7253 | 17.222 | 0 | 17.0854 | 2.3758 | 0.89622
22 | 2031 | 100.0301 | 70.9897 | 107.2873 | 95.4792 | 86.4525 | 74.2297 | 73.2242 | 73.2242 | 63.9544 | 0 | 65.4108 | 9.6837 | 3.2305 | Segment 2 | 22 | 2031 | 27.4946 | 19.5125 | 29.4894 | 26.2438 | 23.7627 | 20.403 | 20.1267 | 20.1267 | 17.5787 | 0 | 17.9791 | 2.6617 | 0.88796 | Segment 2
23 | 2032 | 72.1068 | 43.0391 | 81.9554 | 69.3133 | 59.1624 | 46.7152 | 31.4525 | 31.4525 | 65.2792 | 0 | 66.7658 | 9.8843 | 3.3164 |  | 23 | 2032 | 19.8195 | 11.8299 | 22.5266 | 19.0517 | 16.2616 | 12.8403 | 8.6452 | 8.6452 | 17.9429 | 0 | 18.3515 | 2.7168 | 0.91155
24 | 2033 | 74.7475 | 44.905 | 86.5253 | 72.5077 | 61.7983 | 48.5777 | 32.1041 | 32.1041 | 66.6315 | 0 | 68.1489 | 10.0891 | 3.5856 |  | 24 | 2033 | 20.5454 | 12.3428 | 23.7826 | 19.9297 | 16.9861 | 13.3522 | 8.8242 | 8.8242 | 18.3146 | 0 | 18.7317 | 2.7731 | 0.98554
25 | 2034 | 77.8992 | 47.1237 | 92.1593 | 76.436 | 65.2428 | 50.9982 | 32.7691 | 32.7691 | 68.0118 | 0 | 69.5607 | 10.2981 | 3.9224 |  | 25 | 2034 | 21.4116 | 12.9526 | 25.3312 | 21.0095 | 17.9329 | 14.0175 | 9.007 | 9.007 | 18.694 | 0 | 19.1197 | 2.8306 | 1.0781
26 | 2035 | 80.9498 | 49.2738 | 97.4861 | 80.1536 | 68.691 | 53.4221 | 33.448 | 33.448 | 69.4207 | 0 | 71.0016 | 10.5114 | 4.2482 |  | 26 | 2035 | 22.2501 | 13.5436 | 26.7954 | 22.0313 | 18.8807 | 14.6838 | 9.1936 | 9.1936 | 19.0812 | 0 | 19.5158 | 2.8892 | 1.1677
27 | 2036 | 83.7898 | 51.2799 | 102.3718 | 83.5684 | 71.6717 | 55.525 | 34.1408 | 34.1408 | 70.8588 | 0 | 72.4725 | 10.7291 | 4.5417 |  | 27 | 2036 | 23.0308 | 14.095 | 28.1383 | 22.9699 | 19.6999 | 15.2618 | 9.3841 | 9.3841 | 19.4765 | 0 | 19.92 | 2.9491 | 1.2483
28 | 2037 | 85.5825 | 52.5658 | 105.9711 | 86.0984 | 73.6215 | 56.919 | 34.8481 | 34.8481 | 72.3266 | 0 | 73.9738 | 10.9514 | 4.735 | Segment 3 | 28 | 2037 | 23.5235 | 14.4484 | 29.1276 | 23.6653 | 20.2359 | 15.6449 | 9.5785 | 9.5785 | 19.88 | 0 | 20.3327 | 3.0101 | 1.3015 | Segment 3
29 | 2038 | 84.939 | 52.1748 | 104.3206 | 85.014 | 72.8826 | 56.4624 | 35.57 | 35.57 | 73.8249 | 0 | 75.5062 | 11.1783 | 4.6357 |  | 29 | 2038 | 23.3466 | 14.341 | 28.6739 | 23.3673 | 20.0328 | 15.5195 | 9.7769 | 9.7769 | 20.2918 | 0 | 20.7539 | 3.0725 | 1.2742
30 | 2039 | 84.4953 | 51.9226 | 103.1138 | 84.2362 | 72.3667 | 56.1604 | 36.3068 | 36.3068 | 75.3542 | 0 | 77.0703 | 11.4098 | 4.5605 |  | 30 | 2039 | 23.2247 | 14.2716 | 28.3422 | 23.1535 | 19.891 | 15.4364 | 9.9794 | 9.9794 | 20.7121 | 0 | 21.1838 | 3.1361 | 1.2535
31 | 2040 | 84.9319 | 52.2776 | 103.8755 | 84.8151 | 72.834 | 56.5366 | 37.0589 | 37.0589 | 76.9152 | 0 | 78.6669 | 11.6462 | 4.5925 |  | 31 | 2040 | 23.3447 | 14.3692 | 28.5516 | 23.3126 | 20.0194 | 15.5398 | 10.1862 | 10.1862 | 21.1412 | 0 | 21.6227 | 3.2011 | 1.2623
32 | 2041 | 86.3004 | 53.2755 | 106.7213 | 86.8304 | 74.3424 | 57.6308 | 37.8266 | 37.8266 | 78.5086 | 0 | 80.2965 | 11.8874 | 4.7382 |  | 32 | 2041 | 23.7208 | 14.6435 | 29.3338 | 23.8665 | 20.434 | 15.8406 | 10.3972 | 10.3972 | 21.5791 | 0 | 22.0706 | 3.2674 | 1.3023
33 | 2042 | 87.8121 | 54.3731 | 109.8836 | 89.0648 | 76.0104 | 58.8361 | 38.6102 | 38.6102 | 80.1349 | 0 | 81.9599 | 12.1337 | 4.9009 |  | 33 | 2042 | 24.1364 | 14.9452 | 30.203 | 24.4807 | 20.8925 | 16.1719 | 10.6125 | 10.6125 | 22.0262 | 0 | 22.5278 | 3.3351 | 1.3471
34 | 2043 | 89.3669 | 55.5016 | 113.138 | 91.3636 | 77.7261 | 60.0753 | 39.4101 | 39.4101 | 81.7949 | 0 | 83.6577 | 12.3851 | 5.0684 |  | 34 | 2043 | 24.5637 | 15.2554 | 31.0975 | 25.1125 | 21.3641 | 16.5125 | 10.8324 | 10.8324 | 22.4824 | 0 | 22.9945 | 3.4042 | 1.3931
35 | 2044 | 90.4248 | 56.289 | 115.2742 | 92.8936 | 78.8862 | 60.9331 | 40.2264 | 40.2264 | 83.4893 | 0 | 85.3907 | 12.6416 | 5.1747 |  | 35 | 2044 | 24.8545 | 15.4718 | 31.6847 | 25.5331 | 21.6829 | 16.7483 | 11.0568 | 11.0568 | 22.9482 | 0 | 23.4708 | 3.4747 | 1.4223
36 | 2045 | 91.2355 | 56.9073 | 116.8518 | 94.0401 | 79.7695 | 61.6014 | 41.0598 | 41.0598 | 85.2189 | 0 | 87.1596 | 12.9035 | 5.2503 |  | 36 | 2045 | 25.0773 | 15.6417 | 32.1183 | 25.8482 | 21.9257 | 16.932 | 11.2858 | 11.2858 | 23.4236 | 0 | 23.957 | 3.5467 | 1.4431
37 | 2046 | 93.1323 | 58.2748 | 120.8585 | 96.8606 | 81.8661 | 63.1065 | 41.9103 | 41.9103 | 86.9842 | 0 | 88.9651 | 13.1708 | 5.4583 |  | 37 | 2046 | 25.5987 | 16.0176 | 33.2196 | 26.6235 | 22.502 | 17.3457 | 11.5196 | 11.5196 | 23.9088 | 0 | 24.4533 | 3.6202 | 1.5003
PY Selection | PY20 | [14 empty] | PY Selection | PY20
|  | Met-Ed Zone Summer ($/MWh) |  | Met-Ed Zone Winter ($/MWh) |  | Met-Ed DLC Zone Shoulder ($/MWh) |  | Met-Ed Generation Capacity ($/kW/year) |  | Met-Ed Transmission Capacity ($/kW/year) |  | Met-Ed Distribution Capacity ($/kW/year) |  | Avoided Natural Gas Fuel Costs ($/MMBTU) |  |  |  | Met-Ed Zone Summer ($/MWh) |  | Met-Ed Zone Winter ($/MWh) |  | Met-Ed DLC Zone Shoulder ($/MWh) |  | Met-Ed Generation Capacity ($/kW/year) |  | Met-Ed Transmission Capacity ($/kW/year) |  | Met-Ed Distribution Capacity ($/kW/year) |  | Avoided Natural Gas Fuel Costs ($/MMBTU)
PA ACT 129 Program Year | Year | Summer On-Peak | Summer Off-Peak | Winter On-Peak | Winter Off-Peak | Shoulder On-Peak | Shoulder Off-Peak | Summer | Winter | Summer | Winter | Summer | Winter |  |  | PA ACT 129 Program Year | Year | Summer On-Peak | Summer Off-Peak | Winter On-Peak | Winter Off-Peak | Shoulder On-Peak | Shoulder Off-Peak | Summer | Winter | Summer | Winter | Summer | Winter
18 | 2027 | 0 | 0 | 0 | 0 | 0 | 0 | 0 | 0 | 0 | 0 | 0 | 0 | 0 | Segment 1 | 18 | 2027 | 0 | 0 | 0 | 0 | 0 | 0 | 0 | 0 | 0 | 0 | 0 | 0 | 0 | Segment 1
19 | 2028 | 0 | 0 | 0 | 0 | 0 | 0 | 0 | 0 | 0 | 0 | 0 | 0 | 0 |  | 19 | 2028 | 0 | 0 | 0 | 0 | 0 | 0 | 0 | 0 | 0 | 0 | 0 | 0 | 0
20 | 2029 | 88.8343 | 59.0096 | 97.5147 | 84.4337 | 74.6942 | 61.5378 | 70.3361 | 70.3361 | 61.3848 | 0 | 58.9502 | 8.1627 | 3.4083 |  | 20 | 2029 | 24.4173 | 16.2196 | 26.8032 | 23.2077 | 20.5307 | 16.9145 | 19.3328 | 19.3328 | 16.8724 | 0 | 16.2033 | 2.2436 | 0.9368
21 | 2030 | 96.6899 | 68.7771 | 108.1508 | 94.4158 | 86.1773 | 71.7002 | 71.7638 | 71.7638 | 62.6564 | 0 | 62.1595 | 8.6434 | 3.2606 |  | 21 | 2030 | 26.5765 | 18.9043 | 29.7267 | 25.9515 | 23.687 | 19.7078 | 19.7253 | 19.7253 | 17.222 | 0 | 17.0854 | 2.3758 | 0.89622
22 | 2031 | 102.8501 | 73.8097 | 110.1073 | 98.2992 | 89.2725 | 77.0497 | 73.2242 | 73.2242 | 63.9544 | 0 | 65.4108 | 9.6837 | 3.2305 | Segment 2 | 22 | 2031 | 28.2697 | 20.2876 | 30.2645 | 27.0189 | 24.5378 | 21.1782 | 20.1267 | 20.1267 | 17.5787 | 0 | 17.9791 | 2.6617 | 0.88796 | Segment 2
23 | 2032 | 101.2768 | 72.2091 | 111.1254 | 98.4833 | 88.3324 | 75.8852 | 74.7075 | 74.7075 | 65.2792 | 0 | 66.7658 | 9.8843 | 3.3164 |  | 23 | 2032 | 27.8373 | 19.8477 | 30.5443 | 27.0695 | 24.2794 | 20.8581 | 20.5344 | 20.5344 | 17.9429 | 0 | 18.3515 | 2.7168 | 0.91155
24 | 2033 | 74.7475 | 44.905 | 86.5253 | 72.5077 | 61.7983 | 48.5777 | 32.1041 | 32.1041 | 66.6315 | 0 | 68.1489 | 10.0891 | 3.5856 |  | 24 | 2033 | 20.5454 | 12.3428 | 23.7826 | 19.9297 | 16.9861 | 13.3522 | 8.8242 | 8.8242 | 18.3146 | 0 | 18.7317 | 2.7731 | 0.98554
25 | 2034 | 77.8992 | 47.1237 | 92.1593 | 76.436 | 65.2428 | 50.9982 | 32.7691 | 32.7691 | 68.0118 | 0 | 69.5607 | 10.2981 | 3.9224 |  | 25 | 2034 | 21.4116 | 12.9526 | 25.3312 | 21.0095 | 17.9329 | 14.0175 | 9.007 | 9.007 | 18.694 | 0 | 19.1197 | 2.8306 | 1.0781
26 | 2035 | 80.9498 | 49.2738 | 97.4861 | 80.1536 | 68.691 | 53.4221 | 33.448 | 33.448 | 69.4207 | 0 | 71.0016 | 10.5114 | 4.2482 |  | 26 | 2035 | 22.2501 | 13.5436 | 26.7954 | 22.0313 | 18.8807 | 14.6838 | 9.1936 | 9.1936 | 19.0812 | 0 | 19.5158 | 2.8892 | 1.1677
27 | 2036 | 83.7898 | 51.2799 | 102.3718 | 83.5684 | 71.6717 | 55.525 | 34.1408 | 34.1408 | 70.8588 | 0 | 72.4725 | 10.7291 | 4.5417 |  | 27 | 2036 | 23.0308 | 14.095 | 28.1383 | 22.9699 | 19.6999 | 15.2618 | 9.3841 | 9.3841 | 19.4765 | 0 | 19.92 | 2.9491 | 1.2483
28 | 2037 | 85.5825 | 52.5658 | 105.9711 | 86.0984 | 73.6215 | 56.919 | 34.8481 | 34.8481 | 72.3266 | 0 | 73.9738 | 10.9514 | 4.735 | Segment 3 | 28 | 2037 | 23.5235 | 14.4484 | 29.1276 | 23.6653 | 20.2359 | 15.6449 | 9.5785 | 9.5785 | 19.88 | 0 | 20.3327 | 3.0101 | 1.3015 | Segment 3
29 | 2038 | 84.939 | 52.1748 | 104.3206 | 85.014 | 72.8826 | 56.4624 | 35.57 | 35.57 | 73.8249 | 0 | 75.5062 | 11.1783 | 4.6357 |  | 29 | 2038 | 23.3466 | 14.341 | 28.6739 | 23.3673 | 20.0328 | 15.5195 | 9.7769 | 9.7769 | 20.2918 | 0 | 20.7539 | 3.0725 | 1.2742
30 | 2039 | 84.4953 | 51.9226 | 103.1138 | 84.2362 | 72.3667 | 56.1604 | 36.3068 | 36.3068 | 75.3542 | 0 | 77.0703 | 11.4098 | 4.5605 |  | 30 | 2039 | 23.2247 | 14.2716 | 28.3422 | 23.1535 | 19.891 | 15.4364 | 9.9794 | 9.9794 | 20.7121 | 0 | 21.1838 | 3.1361 | 1.2535
31 | 2040 | 84.9319 | 52.2776 | 103.8755 | 84.8151 | 72.834 | 56.5366 | 37.0589 | 37.0589 | 76.9152 | 0 | 78.6669 | 11.6462 | 4.5925 |  | 31 | 2040 | 23.3447 | 14.3692 | 28.5516 | 23.3126 | 20.0194 | 15.5398 | 10.1862 | 10.1862 | 21.1412 | 0 | 21.6227 | 3.2011 | 1.2623
32 | 2041 | 86.3004 | 53.2755 | 106.7213 | 86.8304 | 74.3424 | 57.6308 | 37.8266 | 37.8266 | 78.5086 | 0 | 80.2965 | 11.8874 | 4.7382 |  | 32 | 2041 | 23.7208 | 14.6435 | 29.3338 | 23.8665 | 20.434 | 15.8406 | 10.3972 | 10.3972 | 21.5791 | 0 | 22.0706 | 3.2674 | 1.3023
33 | 2042 | 87.8121 | 54.3731 | 109.8836 | 89.0648 | 76.0104 | 58.8361 | 38.6102 | 38.6102 | 80.1349 | 0 | 81.9599 | 12.1337 | 4.9009 |  | 33 | 2042 | 24.1364 | 14.9452 | 30.203 | 24.4807 | 20.8925 | 16.1719 | 10.6125 | 10.6125 | 22.0262 | 0 | 22.5278 | 3.3351 | 1.3471
34 | 2043 | 89.3669 | 55.5016 | 113.138 | 91.3636 | 77.7261 | 60.0753 | 39.4101 | 39.4101 | 81.7949 | 0 | 83.6577 | 12.3851 | 5.0684 |  | 34 | 2043 | 24.5637 | 15.2554 | 31.0975 | 25.1125 | 21.3641 | 16.5125 | 10.8324 | 10.8324 | 22.4824 | 0 | 22.9945 | 3.4042 | 1.3931
35 | 2044 | 90.4248 | 56.289 | 115.2742 | 92.8936 | 78.8862 | 60.9331 | 40.2264 | 40.2264 | 83.4893 | 0 | 85.3907 | 12.6416 | 5.1747 |  | 35 | 2044 | 24.8545 | 15.4718 | 31.6847 | 25.5331 | 21.6829 | 16.7483 | 11.0568 | 11.0568 | 22.9482 | 0 | 23.4708 | 3.4747 | 1.4223
36 | 2045 | 91.2355 | 56.9073 | 116.8518 | 94.0401 | 79.7695 | 61.6014 | 41.0598 | 41.0598 | 85.2189 | 0 | 87.1596 | 12.9035 | 5.2503 |  | 36 | 2045 | 25.0773 | 15.6417 | 32.1183 | 25.8482 | 21.9257 | 16.932 | 11.2858 | 11.2858 | 23.4236 | 0 | 23.957 | 3.5467 | 1.4431
37 | 2046 | 93.1323 | 58.2748 | 120.8585 | 96.8606 | 81.8661 | 63.1065 | 41.9103 | 41.9103 | 86.9842 | 0 | 88.9651 | 13.1708 | 5.4583 |  | 37 | 2046 | 25.5987 | 16.0176 | 33.2196 | 26.6235 | 22.502 | 17.3457 | 11.5196 | 11.5196 | 23.9088 | 0 | 24.4533 | 3.6202 | 1.5003
PY Selection | PY21 | [14 empty] | PY Selection | PY21
|  | Met-Ed Zone Summer ($/MWh) |  | Met-Ed Zone Winter ($/MWh) |  | Met-Ed DLC Zone Shoulder ($/MWh) |  | Met-Ed Generation Capacity ($/kW/year) |  | Met-Ed Transmission Capacity ($/kW/year) |  | Met-Ed Distribution Capacity ($/kW/year) |  | Avoided Natural Gas Fuel Costs ($/MMBTU) |  |  |  | Met-Ed Zone Summer ($/MWh) |  | Met-Ed Zone Winter ($/MWh) |  | Met-Ed DLC Zone Shoulder ($/MWh) |  | Met-Ed Generation Capacity ($/kW/year) |  | Met-Ed Transmission Capacity ($/kW/year) |  | Met-Ed Distribution Capacity ($/kW/year) |  | Avoided Natural Gas Fuel Costs ($/MMBTU)
PA ACT 129 Program Year | Year | Summer On-Peak | Summer Off-Peak | Winter On-Peak | Winter Off-Peak | Shoulder On-Peak | Shoulder Off-Peak | Summer | Winter | Summer | Winter | Summer | Winter |  |  | PA ACT 129 Program Year | Year | Summer On-Peak | Summer Off-Peak | Winter On-Peak | Winter Off-Peak | Shoulder On-Peak | Shoulder Off-Peak | Summer | Winter | Summer | Winter | Summer | Winter
18 | 2027 | 0 | 0 | 0 | 0 | 0 | 0 | 0 | 0 | 0 | 0 | 0 | 0 | 0 | Segment 1 | 18 | 2027 | 0 | 0 | 0 | 0 | 0 | 0 | 0 | 0 | 0 | 0 | 0 | 0 | 0 | Segment 1
19 | 2028 | 0 | 0 | 0 | 0 | 0 | 0 | 0 | 0 | 0 | 0 | 0 | 0 | 0 |  | 19 | 2028 | 0 | 0 | 0 | 0 | 0 | 0 | 0 | 0 | 0 | 0 | 0 | 0 | 0
20 | 2029 | 0 | 0 | 0 | 0 | 0 | 0 | 0 | 0 | 0 | 0 | 0 | 0 | 0 |  | 20 | 2029 | 0 | 0 | 0 | 0 | 0 | 0 | 0 | 0 | 0 | 0 | 0 | 0 | 0
21 | 2030 | 88.2499 | 60.3371 | 99.7108 | 85.9758 | 77.7373 | 63.2602 | 71.7638 | 71.7638 | 62.6564 | 0 | 62.1595 | 8.6434 | 3.2606 |  | 21 | 2030 | 24.2567 | 16.5845 | 27.4069 | 23.6316 | 21.3671 | 17.3879 | 19.7253 | 19.7253 | 17.222 | 0 | 17.0854 | 2.3758 | 0.89622
22 | 2031 | 96.8301 | 67.7897 | 104.0873 | 92.2792 | 83.2525 | 71.0297 | 73.2242 | 73.2242 | 63.9544 | 0 | 65.4108 | 9.6837 | 3.2305 | Segment 2 | 22 | 2031 | 26.6151 | 18.6329 | 28.6098 | 25.3642 | 22.8831 | 19.5235 | 20.1267 | 20.1267 | 17.5787 | 0 | 17.9791 | 2.6617 | 0.88796 | Segment 2
23 | 2032 | 104.1968 | 75.1291 | 114.0454 | 101.4033 | 91.2524 | 78.8052 | 74.7075 | 74.7075 | 65.2792 | 0 | 66.7658 | 9.8843 | 3.3164 |  | 23 | 2032 | 28.6399 | 20.6503 | 31.3469 | 27.8721 | 25.082 | 21.6607 | 20.5344 | 20.5344 | 17.9429 | 0 | 18.3515 | 2.7168 | 0.91155
24 | 2033 | 104.2275 | 74.385 | 116.0053 | 101.9877 | 91.2783 | 78.0577 | 76.2241 | 76.2241 | 66.6315 | 0 | 68.1489 | 10.0891 | 3.5856 |  | 24 | 2033 | 28.6483 | 20.4457 | 31.8856 | 28.0327 | 25.0891 | 21.4552 | 20.9512 | 20.9512 | 18.3146 | 0 | 18.7317 | 2.7731 | 0.98554
25 | 2034 | 77.8992 | 47.1237 | 92.1593 | 76.436 | 65.2428 | 50.9982 | 32.7691 | 32.7691 | 68.0118 | 0 | 69.5607 | 10.2981 | 3.9224 |  | 25 | 2034 | 21.4116 | 12.9526 | 25.3312 | 21.0095 | 17.9329 | 14.0175 | 9.007 | 9.007 | 18.694 | 0 | 19.1197 | 2.8306 | 1.0781
26 | 2035 | 80.9498 | 49.2738 | 97.4861 | 80.1536 | 68.691 | 53.4221 | 33.448 | 33.448 | 69.4207 | 0 | 71.0016 | 10.5114 | 4.2482 |  | 26 | 2035 | 22.2501 | 13.5436 | 26.7954 | 22.0313 | 18.8807 | 14.6838 | 9.1936 | 9.1936 | 19.0812 | 0 | 19.5158 | 2.8892 | 1.1677
27 | 2036 | 83.7898 | 51.2799 | 102.3718 | 83.5684 | 71.6717 | 55.525 | 34.1408 | 34.1408 | 70.8588 | 0 | 72.4725 | 10.7291 | 4.5417 |  | 27 | 2036 | 23.0308 | 14.095 | 28.1383 | 22.9699 | 19.6999 | 15.2618 | 9.3841 | 9.3841 | 19.4765 | 0 | 19.92 | 2.9491 | 1.2483
28 | 2037 | 85.5825 | 52.5658 | 105.9711 | 86.0984 | 73.6215 | 56.919 | 34.8481 | 34.8481 | 72.3266 | 0 | 73.9738 | 10.9514 | 4.735 | Segment 3 | 28 | 2037 | 23.5235 | 14.4484 | 29.1276 | 23.6653 | 20.2359 | 15.6449 | 9.5785 | 9.5785 | 19.88 | 0 | 20.3327 | 3.0101 | 1.3015 | Segment 3
29 | 2038 | 84.939 | 52.1748 | 104.3206 | 85.014 | 72.8826 | 56.4624 | 35.57 | 35.57 | 73.8249 | 0 | 75.5062 | 11.1783 | 4.6357 |  | 29 | 2038 | 23.3466 | 14.341 | 28.6739 | 23.3673 | 20.0328 | 15.5195 | 9.7769 | 9.7769 | 20.2918 | 0 | 20.7539 | 3.0725 | 1.2742
30 | 2039 | 84.4953 | 51.9226 | 103.1138 | 84.2362 | 72.3667 | 56.1604 | 36.3068 | 36.3068 | 75.3542 | 0 | 77.0703 | 11.4098 | 4.5605 |  | 30 | 2039 | 23.2247 | 14.2716 | 28.3422 | 23.1535 | 19.891 | 15.4364 | 9.9794 | 9.9794 | 20.7121 | 0 | 21.1838 | 3.1361 | 1.2535
31 | 2040 | 84.9319 | 52.2776 | 103.8755 | 84.8151 | 72.834 | 56.5366 | 37.0589 | 37.0589 | 76.9152 | 0 | 78.6669 | 11.6462 | 4.5925 |  | 31 | 2040 | 23.3447 | 14.3692 | 28.5516 | 23.3126 | 20.0194 | 15.5398 | 10.1862 | 10.1862 | 21.1412 | 0 | 21.6227 | 3.2011 | 1.2623
32 | 2041 | 86.3004 | 53.2755 | 106.7213 | 86.8304 | 74.3424 | 57.6308 | 37.8266 | 37.8266 | 78.5086 | 0 | 80.2965 | 11.8874 | 4.7382 |  | 32 | 2041 | 23.7208 | 14.6435 | 29.3338 | 23.8665 | 20.434 | 15.8406 | 10.3972 | 10.3972 | 21.5791 | 0 | 22.0706 | 3.2674 | 1.3023
33 | 2042 | 87.8121 | 54.3731 | 109.8836 | 89.0648 | 76.0104 | 58.8361 | 38.6102 | 38.6102 | 80.1349 | 0 | 81.9599 | 12.1337 | 4.9009 |  | 33 | 2042 | 24.1364 | 14.9452 | 30.203 | 24.4807 | 20.8925 | 16.1719 | 10.6125 | 10.6125 | 22.0262 | 0 | 22.5278 | 3.3351 | 1.3471
34 | 2043 | 89.3669 | 55.5016 | 113.138 | 91.3636 | 77.7261 | 60.0753 | 39.4101 | 39.4101 | 81.7949 | 0 | 83.6577 | 12.3851 | 5.0684 |  | 34 | 2043 | 24.5637 | 15.2554 | 31.0975 | 25.1125 | 21.3641 | 16.5125 | 10.8324 | 10.8324 | 22.4824 | 0 | 22.9945 | 3.4042 | 1.3931
35 | 2044 | 90.4248 | 56.289 | 115.2742 | 92.8936 | 78.8862 | 60.9331 | 40.2264 | 40.2264 | 83.4893 | 0 | 85.3907 | 12.6416 | 5.1747 |  | 35 | 2044 | 24.8545 | 15.4718 | 31.6847 | 25.5331 | 21.6829 | 16.7483 | 11.0568 | 11.0568 | 22.9482 | 0 | 23.4708 | 3.4747 | 1.4223
36 | 2045 | 91.2355 | 56.9073 | 116.8518 | 94.0401 | 79.7695 | 61.6014 | 41.0598 | 41.0598 | 85.2189 | 0 | 87.1596 | 12.9035 | 5.2503 |  | 36 | 2045 | 25.0773 | 15.6417 | 32.1183 | 25.8482 | 21.9257 | 16.932 | 11.2858 | 11.2858 | 23.4236 | 0 | 23.957 | 3.5467 | 1.4431
37 | 2046 | 93.1323 | 58.2748 | 120.8585 | 96.8606 | 81.8661 | 63.1065 | 41.9103 | 41.9103 | 86.9842 | 0 | 88.9651 | 13.1708 | 5.4583 |  | 37 | 2046 | 25.5987 | 16.0176 | 33.2196 | 26.6235 | 22.502 | 17.3457 | 11.5196 | 11.5196 | 23.9088 | 0 | 24.4533 | 3.6202 | 1.5003
PY Selection | PY22 | [14 empty] | PY Selection | PY22
|  | Met-Ed Zone Summer ($/MWh) |  | Met-Ed Zone Winter ($/MWh) |  | Met-Ed DLC Zone Shoulder ($/MWh) |  | Met-Ed Generation Capacity ($/kW/year) |  | Met-Ed Transmission Capacity ($/kW/year) |  | Met-Ed Distribution Capacity ($/kW/year) |  | Avoided Natural Gas Fuel Costs ($/MMBTU) |  |  |  | Met-Ed Zone Summer ($/MWh) |  | Met-Ed Zone Winter ($/MWh) |  | Met-Ed DLC Zone Shoulder ($/MWh) |  | Met-Ed Generation Capacity ($/kW/year) |  | Met-Ed Transmission Capacity ($/kW/year) |  | Met-Ed Distribution Capacity ($/kW/year) |  | Avoided Natural Gas Fuel Costs ($/MMBTU)
PA ACT 129 Program Year | Year | Summer On-Peak | Summer Off-Peak | Winter On-Peak | Winter Off-Peak | Shoulder On-Peak | Shoulder Off-Peak | Summer | Winter | Summer | Winter | Summer | Winter |  |  | PA ACT 129 Program Year | Year | Summer On-Peak | Summer Off-Peak | Winter On-Peak | Winter Off-Peak | Shoulder On-Peak | Shoulder Off-Peak | Summer | Winter | Summer | Winter | Summer | Winter
18 | 2027 | 0 | 0 | 0 | 0 | 0 | 0 | 0 | 0 | 0 | 0 | 0 | 0 | 0 | Segment 1 | 18 | 2027 | 0 | 0 | 0 | 0 | 0 | 0 | 0 | 0 | 0 | 0 | 0 | 0 | 0 | Segment 1
19 | 2028 | 0 | 0 | 0 | 0 | 0 | 0 | 0 | 0 | 0 | 0 | 0 | 0 | 0 |  | 19 | 2028 | 0 | 0 | 0 | 0 | 0 | 0 | 0 | 0 | 0 | 0 | 0 | 0 | 0
20 | 2029 | 0 | 0 | 0 | 0 | 0 | 0 | 0 | 0 | 0 | 0 | 0 | 0 | 0 |  | 20 | 2029 | 0 | 0 | 0 | 0 | 0 | 0 | 0 | 0 | 0 | 0 | 0 | 0 | 0
21 | 2030 | 0 | 0 | 0 | 0 | 0 | 0 | 0 | 0 | 0 | 0 | 0 | 0 | 0 |  | 21 | 2030 | 0 | 0 | 0 | 0 | 0 | 0 | 0 | 0 | 0 | 0 | 0 | 0 | 0
22 | 2031 | 88.1201 | 59.0797 | 95.3773 | 83.5692 | 74.5425 | 62.3197 | 73.2242 | 73.2242 | 63.9544 | 0 | 65.4108 | 9.6837 | 3.2305 | Segment 2 | 22 | 2031 | 24.221 | 16.2389 | 26.2157 | 22.9701 | 20.489 | 17.1294 | 20.1267 | 20.1267 | 17.5787 | 0 | 17.9791 | 2.6617 | 0.88796 | Segment 2
23 | 2032 | 97.9668 | 68.8991 | 107.8154 | 95.1733 | 85.0224 | 72.5752 | 74.7075 | 74.7075 | 65.2792 | 0 | 66.7658 | 9.8843 | 3.3164 |  | 23 | 2032 | 26.9275 | 18.9379 | 29.6345 | 26.1597 | 23.3696 | 19.9483 | 20.5344 | 20.5344 | 17.9429 | 0 | 18.3515 | 2.7168 | 0.91155
24 | 2033 | 107.1775 | 77.335 | 118.9553 | 104.9377 | 94.2283 | 81.0077 | 76.2241 | 76.2241 | 66.6315 | 0 | 68.1489 | 10.0891 | 3.5856 |  | 24 | 2033 | 29.4592 | 21.2566 | 32.6965 | 28.8436 | 25.8999 | 22.2661 | 20.9512 | 20.9512 | 18.3146 | 0 | 18.7317 | 2.7731 | 0.98554
25 | 2034 | 107.6192 | 76.8437 | 121.8793 | 106.156 | 94.9628 | 80.7182 | 77.7741 | 77.7741 | 68.0118 | 0 | 69.5607 | 10.2981 | 3.9224 |  | 25 | 2034 | 29.5806 | 21.1215 | 33.5002 | 29.1784 | 26.1018 | 22.1865 | 21.3773 | 21.3773 | 18.694 | 0 | 19.1197 | 2.8306 | 1.0781
26 | 2035 | 80.9498 | 49.2738 | 97.4861 | 80.1536 | 68.691 | 53.4221 | 33.448 | 33.448 | 69.4207 | 0 | 71.0016 | 10.5114 | 4.2482 |  | 26 | 2035 | 22.2501 | 13.5436 | 26.7954 | 22.0313 | 18.8807 | 14.6838 | 9.1936 | 9.1936 | 19.0812 | 0 | 19.5158 | 2.8892 | 1.1677
27 | 2036 | 83.7898 | 51.2799 | 102.3718 | 83.5684 | 71.6717 | 55.525 | 34.1408 | 34.1408 | 70.8588 | 0 | 72.4725 | 10.7291 | 4.5417 |  | 27 | 2036 | 23.0308 | 14.095 | 28.1383 | 22.9699 | 19.6999 | 15.2618 | 9.3841 | 9.3841 | 19.4765 | 0 | 19.92 | 2.9491 | 1.2483
28 | 2037 | 85.5825 | 52.5658 | 105.9711 | 86.0984 | 73.6215 | 56.919 | 34.8481 | 34.8481 | 72.3266 | 0 | 73.9738 | 10.9514 | 4.735 | Segment 3 | 28 | 2037 | 23.5235 | 14.4484 | 29.1276 | 23.6653 | 20.2359 | 15.6449 | 9.5785 | 9.5785 | 19.88 | 0 | 20.3327 | 3.0101 | 1.3015 | Segment 3
29 | 2038 | 84.939 | 52.1748 | 104.3206 | 85.014 | 72.8826 | 56.4624 | 35.57 | 35.57 | 73.8249 | 0 | 75.5062 | 11.1783 | 4.6357 |  | 29 | 2038 | 23.3466 | 14.341 | 28.6739 | 23.3673 | 20.0328 | 15.5195 | 9.7769 | 9.7769 | 20.2918 | 0 | 20.7539 | 3.0725 | 1.2742
30 | 2039 | 84.4953 | 51.9226 | 103.1138 | 84.2362 | 72.3667 | 56.1604 | 36.3068 | 36.3068 | 75.3542 | 0 | 77.0703 | 11.4098 | 4.5605 |  | 30 | 2039 | 23.2247 | 14.2716 | 28.3422 | 23.1535 | 19.891 | 15.4364 | 9.9794 | 9.9794 | 20.7121 | 0 | 21.1838 | 3.1361 | 1.2535
31 | 2040 | 84.9319 | 52.2776 | 103.8755 | 84.8151 | 72.834 | 56.5366 | 37.0589 | 37.0589 | 76.9152 | 0 | 78.6669 | 11.6462 | 4.5925 |  | 31 | 2040 | 23.3447 | 14.3692 | 28.5516 | 23.3126 | 20.0194 | 15.5398 | 10.1862 | 10.1862 | 21.1412 | 0 | 21.6227 | 3.2011 | 1.2623
32 | 2041 | 86.3004 | 53.2755 | 106.7213 | 86.8304 | 74.3424 | 57.6308 | 37.8266 | 37.8266 | 78.5086 | 0 | 80.2965 | 11.8874 | 4.7382 |  | 32 | 2041 | 23.7208 | 14.6435 | 29.3338 | 23.8665 | 20.434 | 15.8406 | 10.3972 | 10.3972 | 21.5791 | 0 | 22.0706 | 3.2674 | 1.3023
33 | 2042 | 87.8121 | 54.3731 | 109.8836 | 89.0648 | 76.0104 | 58.8361 | 38.6102 | 38.6102 | 80.1349 | 0 | 81.9599 | 12.1337 | 4.9009 |  | 33 | 2042 | 24.1364 | 14.9452 | 30.203 | 24.4807 | 20.8925 | 16.1719 | 10.6125 | 10.6125 | 22.0262 | 0 | 22.5278 | 3.3351 | 1.3471
34 | 2043 | 89.3669 | 55.5016 | 113.138 | 91.3636 | 77.7261 | 60.0753 | 39.4101 | 39.4101 | 81.7949 | 0 | 83.6577 | 12.3851 | 5.0684 |  | 34 | 2043 | 24.5637 | 15.2554 | 31.0975 | 25.1125 | 21.3641 | 16.5125 | 10.8324 | 10.8324 | 22.4824 | 0 | 22.9945 | 3.4042 | 1.3931
35 | 2044 | 90.4248 | 56.289 | 115.2742 | 92.8936 | 78.8862 | 60.9331 | 40.2264 | 40.2264 | 83.4893 | 0 | 85.3907 | 12.6416 | 5.1747 |  | 35 | 2044 | 24.8545 | 15.4718 | 31.6847 | 25.5331 | 21.6829 | 16.7483 | 11.0568 | 11.0568 | 22.9482 | 0 | 23.4708 | 3.4747 | 1.4223
36 | 2045 | 91.2355 | 56.9073 | 116.8518 | 94.0401 | 79.7695 | 61.6014 | 41.0598 | 41.0598 | 85.2189 | 0 | 87.1596 | 12.9035 | 5.2503 |  | 36 | 2045 | 25.0773 | 15.6417 | 32.1183 | 25.8482 | 21.9257 | 16.932 | 11.2858 | 11.2858 | 23.4236 | 0 | 23.957 | 3.5467 | 1.4431
37 | 2046 | 93.1323 | 58.2748 | 120.8585 | 96.8606 | 81.8661 | 63.1065 | 41.9103 | 41.9103 | 86.9842 | 0 | 88.9651 | 13.1708 | 5.4583 |  | 37 | 2046 | 25.5987 | 16.0176 | 33.2196 | 26.6235 | 22.502 | 17.3457 | 11.5196 | 11.5196 | 23.9088 | 0 | 24.4533 | 3.6202 | 1.5003

## Penelec non-LI
Values from Results of ACC Model | [15 empty] | CALCULATIONS
PY Selection | PY18 |  | SWE Note: This data excludes avoided energy costs from the Arrearages study. Please refer to the 'LI Output' tab for avoided costs to be used for Low Income programs only. | [12 empty] | PY Selection | PY18 |  | SWE Note: This data excludes avoided energy costs from the Arrearages study. Please refer to the 'LI Output' tab for avoided costs to be used for Low Income programs only.
|  | Penelec Zone Summer ($/MWh) |  | Penelec Zone Winter ($/MWh) |  | Penelec DLC Zone Shoulder ($/MWh) |  | Penelec Generation Capacity ($/kW/year) |  | Penelec Transmission Capacity ($/kW/year) |  | Penelec Distribution Capacity ($/kW/year) |  | Avoided Natural Gas Fuel Costs ($/MMBTU) |  |  |  | Penelec Zone Summer ($/MWh) |  | Penelec Zone Winter ($/MWh) |  | Penelec DLC Zone Shoulder ($/MWh) |  | Penelec Generation Capacity ($/kW/year) |  | Penelec Transmission Capacity ($/kW/year) |  | Penelec Distribution Capacity ($/kW/year) |  | Avoided Natural Gas Fuel Costs ($/MMBTU)
PA ACT 129 Program Year | Year | Summer On-Peak | Summer Off-Peak | Winter On-Peak | Winter Off-Peak | Shoulder On-Peak | Shoulder Off-Peak | Summer | Winter | Summer | Winter | Summer | Winter |  |  | PA ACT 129 Program Year | Year | Summer On-Peak | Summer Off-Peak | Winter On-Peak | Winter Off-Peak | Shoulder On-Peak | Shoulder Off-Peak | Summer | Winter | Summer | Winter | Summer | Winter
18 | 2027 | 85.2381 | 57.1963 | 89.2696 | 77.9929 | 72.5053 | 60.7235 | 99.2535 | 99.2535 | 44.1889 | 14.7296 | 37.1797 | 5.7866 | 3.7538 | Segment 1 | 18 | 2027 | 22.3732 | 15.0128 | 23.4314 | 20.4715 | 19.0311 | 15.9386 | 26.0519 | 26.0519 | 11.5986 | 3.8662 | 9.7589 | 1.5189 | 0.98528 | Segment 1
19 | 2028 | 96.1522 | 66.3504 | 103.2376 | 91.2928 | 82.8475 | 71.0412 | 68.9359 | 68.9359 | 45.1042 | 15.0347 | 42.6428 | 5.9729 | 3.678 |  | 19 | 2028 | 25.2379 | 17.4156 | 27.0976 | 23.9624 | 21.7457 | 18.6468 | 18.0942 | 18.0942 | 11.8389 | 3.9463 | 11.1928 | 1.5678 | 0.9654
20 | 2029 | 104.2033 | 75.2229 | 112.638 | 99.9273 | 90.4635 | 77.6795 | 70.3361 | 70.3361 | 46.0386 | 15.3462 | 47.9815 | 6.2364 | 3.5623 |  | 20 | 2029 | 27.3511 | 19.7444 | 29.565 | 26.2288 | 23.7447 | 20.3892 | 18.4617 | 18.4617 | 12.0841 | 4.028 | 12.5941 | 1.6369 | 0.93504
21 | 2030 | 101.8739 | 74.7512 | 113.0104 | 99.6642 | 91.6589 | 77.5916 | 71.7638 | 71.7638 | 46.9923 | 15.6641 | 53.0509 | 6.5809 | 3.4178 |  | 21 | 2030 | 26.7397 | 19.6206 | 29.6628 | 26.1597 | 24.0585 | 20.3661 | 18.8365 | 18.8365 | 12.3345 | 4.1115 | 13.9247 | 1.7273 | 0.89709
22 | 2031 | 69.7945 | 41.6547 | 76.6133 | 65.2976 | 56.5707 | 44.7819 | 30.8142 | 30.8142 | 47.9658 | 15.9886 | 57.9683 | 7.2358 | 3.3679 | Segment 2 | 22 | 2031 | 18.3196 | 10.9334 | 20.1094 | 17.1392 | 14.8486 | 11.7543 | 8.0881 | 8.0881 | 12.59 | 4.1967 | 15.2154 | 1.8993 | 0.88401 | Segment 2
23 | 2032 | 69.8097 | 41.7115 | 79.1762 | 67.1089 | 57.2344 | 45.2853 | 31.4525 | 31.4525 | 48.9594 | 16.3198 | 59.1691 | 7.3857 | 3.4332 |  | 23 | 2032 | 18.3235 | 10.9484 | 20.7821 | 17.6146 | 15.0228 | 11.8864 | 8.2556 | 8.2556 | 12.8508 | 4.2836 | 15.5306 | 1.9386 | 0.90113
24 | 2033 | 72.1941 | 43.4009 | 83.5232 | 70.1499 | 59.6466 | 46.9939 | 32.1041 | 32.1041 | 49.9736 | 16.6579 | 60.3948 | 7.5387 | 3.6809 |  | 24 | 2033 | 18.9494 | 11.3918 | 21.923 | 18.4128 | 15.656 | 12.3349 | 8.4266 | 8.4266 | 13.117 | 4.3723 | 15.8523 | 1.9788 | 0.96615
25 | 2034 | 75.0832 | 45.4388 | 88.9153 | 73.9115 | 62.8597 | 49.2549 | 32.7691 | 32.7691 | 51.0088 | 17.0029 | 61.6459 | 7.6949 | 3.9953 |  | 25 | 2034 | 19.7077 | 11.9267 | 23.3384 | 19.4002 | 16.4993 | 12.9284 | 8.6012 | 8.6012 | 13.3887 | 4.4629 | 16.1807 | 2.0197 | 1.0487
26 | 2035 | 77.8723 | 47.4088 | 93.9648 | 77.4382 | 66.0708 | 51.5156 | 33.448 | 33.448 | 52.0655 | 17.3552 | 62.923 | 7.8543 | 4.2978 |  | 26 | 2035 | 20.4398 | 12.4438 | 24.6637 | 20.3259 | 17.3422 | 13.5217 | 8.7794 | 8.7794 | 13.6661 | 4.5554 | 16.5159 | 2.0616 | 1.1281
27 | 2036 | 80.4576 | 49.2394 | 98.5245 | 80.6286 | 68.8105 | 53.4525 | 34.1408 | 34.1408 | 53.1441 | 17.7147 | 64.2264 | 8.017 | 4.567 |  | 27 | 2036 | 21.1184 | 12.9243 | 25.8606 | 21.1633 | 18.0613 | 14.0301 | 8.9612 | 8.9612 | 13.9492 | 4.6497 | 16.8581 | 2.1043 | 1.1987
28 | 2037 | 82.0219 | 50.368 | 101.7067 | 82.8712 | 70.522 | 54.6824 | 34.8481 | 34.8481 | 54.245 | 18.0817 | 65.5569 | 8.1831 | 4.735 | Segment 3 | 28 | 2037 | 21.529 | 13.2205 | 26.6958 | 21.7519 | 18.5105 | 14.353 | 9.1469 | 9.1469 | 14.2381 | 4.746 | 17.2073 | 2.1479 | 1.2428 | Segment 3
29 | 2038 | 81.4126 | 50.0007 | 99.9837 | 81.7369 | 69.7948 | 54.2338 | 35.57 | 35.57 | 55.3687 | 18.4562 | 66.915 | 8.3526 | 4.6357 |  | 29 | 2038 | 21.3691 | 13.1241 | 26.2436 | 21.4542 | 18.3196 | 14.2352 | 9.3364 | 9.3364 | 14.5331 | 4.8444 | 17.5637 | 2.1924 | 1.2168
30 | 2039 | 80.9949 | 49.7663 | 98.7219 | 80.9212 | 69.2876 | 53.9378 | 36.3068 | 36.3068 | 56.5157 | 18.8386 | 68.3011 | 8.5256 | 4.5605 |  | 30 | 2039 | 21.2594 | 13.0626 | 25.9124 | 21.2401 | 18.1865 | 14.1575 | 9.5298 | 9.5298 | 14.8341 | 4.9447 | 17.9276 | 2.2378 | 1.197
31 | 2040 | 81.4204 | 50.1137 | 99.5069 | 81.5163 | 69.7512 | 54.3115 | 37.0589 | 37.0589 | 57.6864 | 19.2288 | 69.716 | 8.7022 | 4.5925 |  | 31 | 2040 | 21.3711 | 13.1538 | 26.1184 | 21.3963 | 18.3082 | 14.2556 | 9.7272 | 9.7272 | 15.1414 | 5.0471 | 18.299 | 2.2842 | 1.2054
32 | 2041 | 82.7386 | 51.077 | 102.4592 | 83.6049 | 71.2426 | 55.394 | 37.8266 | 37.8266 | 58.8814 | 19.6271 | 71.1602 | 8.8825 | 4.7382 |  | 32 | 2041 | 21.7171 | 13.4066 | 26.8933 | 21.9445 | 18.6996 | 14.5397 | 9.9287 | 9.9287 | 15.4551 | 5.1517 | 18.678 | 2.3315 | 1.2437
33 | 2042 | 84.1942 | 52.1359 | 105.7405 | 85.9212 | 72.8916 | 56.5862 | 38.6102 | 38.6102 | 60.1012 | 20.0337 | 72.6343 | 9.0665 | 4.9009 |  | 33 | 2042 | 22.0992 | 13.6846 | 27.7546 | 22.5525 | 19.1325 | 14.8527 | 10.1344 | 10.1344 | 15.7753 | 5.2584 | 19.0649 | 2.3798 | 1.2864
34 | 2043 | 85.6912 | 53.2245 | 109.1173 | 88.3044 | 74.5877 | 57.812 | 39.4101 | 39.4101 | 61.3462 | 20.4487 | 74.139 | 9.2543 | 5.0684 |  | 34 | 2043 | 22.4921 | 13.9703 | 28.641 | 23.178 | 19.5777 | 15.1744 | 10.3443 | 10.3443 | 16.1021 | 5.3674 | 19.4599 | 2.4291 | 1.3304
35 | 2044 | 86.7124 | 53.9867 | 111.3313 | 89.8879 | 75.7353 | 58.6611 | 40.2264 | 40.2264 | 62.617 | 20.8723 | 75.6748 | 9.446 | 5.1747 |  | 35 | 2044 | 22.7601 | 14.1703 | 29.2221 | 23.5936 | 19.8789 | 15.3973 | 10.5586 | 10.5586 | 16.4356 | 5.4785 | 19.863 | 2.4794 | 1.3583
36 | 2045 | 87.497 | 54.587 | 112.9641 | 91.0724 | 76.6098 | 59.3234 | 41.0598 | 41.0598 | 63.9141 | 21.3047 | 77.2424 | 9.6417 | 5.2503 |  | 36 | 2045 | 22.9661 | 14.3279 | 29.6506 | 23.9045 | 20.1084 | 15.5711 | 10.7773 | 10.7773 | 16.7761 | 5.592 | 20.2745 | 2.5307 | 1.3781
37 | 2046 | 89.322 | 55.9051 | 117.1229 | 93.9977 | 78.6821 | 60.8117 | 41.9103 | 41.9103 | 65.2382 | 21.7461 | 78.8425 | 9.8414 | 5.4583 |  | 37 | 2046 | 23.4451 | 14.6739 | 30.7423 | 24.6724 | 20.6524 | 15.9618 | 11.0006 | 11.0006 | 17.1236 | 5.7079 | 20.6945 | 2.5832 | 1.4327
PY Selection | PY19 | [14 empty] | PY Selection | PY19
|  | Penelec Zone Summer ($/MWh) |  | Penelec Zone Winter ($/MWh) |  | Penelec DLC Zone Shoulder ($/MWh) |  | Penelec Generation Capacity ($/kW/year) |  | Penelec Transmission Capacity ($/kW/year) |  | Penelec Distribution Capacity ($/kW/year) |  | Avoided Natural Gas Fuel Costs ($/MMBTU) |  |  |  | Penelec Zone Summer ($/MWh) |  | Penelec Zone Winter ($/MWh) |  | Penelec DLC Zone Shoulder ($/MWh) |  | Penelec Generation Capacity ($/kW/year) |  | Penelec Transmission Capacity ($/kW/year) |  | Penelec Distribution Capacity ($/kW/year) |  | Avoided Natural Gas Fuel Costs ($/MMBTU)
PA ACT 129 Program Year | Year | Summer On-Peak | Summer Off-Peak | Winter On-Peak | Winter Off-Peak | Shoulder On-Peak | Shoulder Off-Peak | Summer | Winter | Summer | Winter | Summer | Winter |  |  | PA ACT 129 Program Year | Year | Summer On-Peak | Summer Off-Peak | Winter On-Peak | Winter Off-Peak | Shoulder On-Peak | Shoulder Off-Peak | Summer | Winter | Summer | Winter | Summer | Winter
18 | 2027 | 0 | 0 | 0 | 0 | 0 | 0 | 0 | 0 | 0 | 0 | 0 | 0 | 0 | Segment 1 | 18 | 2027 | 0 | 0 | 0 | 0 | 0 | 0 | 0 | 0 | 0 | 0 | 0 | 0 | 0 | Segment 1
19 | 2028 | 87.5822 | 57.7804 | 94.6676 | 82.7228 | 74.2775 | 62.4712 | 68.9359 | 68.9359 | 45.1042 | 15.0347 | 42.6428 | 5.9729 | 3.678 |  | 19 | 2028 | 22.9884 | 15.1661 | 24.8482 | 21.7129 | 19.4962 | 16.3973 | 18.0942 | 18.0942 | 11.8389 | 3.9463 | 11.1928 | 1.5678 | 0.9654
20 | 2029 | 97.9033 | 68.9229 | 106.338 | 93.6273 | 84.1635 | 71.3795 | 70.3361 | 70.3361 | 46.0386 | 15.3462 | 47.9815 | 6.2364 | 3.5623 |  | 20 | 2029 | 25.6975 | 18.0908 | 27.9114 | 24.5751 | 22.0911 | 18.7356 | 18.4617 | 18.4617 | 12.0841 | 4.028 | 12.5941 | 1.6369 | 0.93504
21 | 2030 | 104.9939 | 77.8712 | 116.1304 | 102.7842 | 94.7789 | 80.7116 | 71.7638 | 71.7638 | 46.9923 | 15.6641 | 53.0509 | 6.5809 | 3.4178 |  | 21 | 2030 | 27.5586 | 20.4395 | 30.4817 | 26.9786 | 24.8774 | 21.185 | 18.8365 | 18.8365 | 12.3345 | 4.1115 | 13.9247 | 1.7273 | 0.89709
22 | 2031 | 102.7645 | 74.6247 | 109.5833 | 98.2676 | 89.5407 | 77.7519 | 73.2242 | 73.2242 | 47.9658 | 15.9886 | 57.9683 | 7.2358 | 3.3679 | Segment 2 | 22 | 2031 | 26.9735 | 19.5874 | 28.7633 | 25.7931 | 23.5025 | 20.4082 | 19.2198 | 19.2198 | 12.59 | 4.1967 | 15.2154 | 1.8993 | 0.88401 | Segment 2
23 | 2032 | 69.8097 | 41.7115 | 79.1762 | 67.1089 | 57.2344 | 45.2853 | 31.4525 | 31.4525 | 48.9594 | 16.3198 | 59.1691 | 7.3857 | 3.4332 |  | 23 | 2032 | 18.3235 | 10.9484 | 20.7821 | 17.6146 | 15.0228 | 11.8864 | 8.2556 | 8.2556 | 12.8508 | 4.2836 | 15.5306 | 1.9386 | 0.90113
24 | 2033 | 72.1941 | 43.4009 | 83.5232 | 70.1499 | 59.6466 | 46.9939 | 32.1041 | 32.1041 | 49.9736 | 16.6579 | 60.3948 | 7.5387 | 3.6809 |  | 24 | 2033 | 18.9494 | 11.3918 | 21.923 | 18.4128 | 15.656 | 12.3349 | 8.4266 | 8.4266 | 13.117 | 4.3723 | 15.8523 | 1.9788 | 0.96615
25 | 2034 | 75.0832 | 45.4388 | 88.9153 | 73.9115 | 62.8597 | 49.2549 | 32.7691 | 32.7691 | 51.0088 | 17.0029 | 61.6459 | 7.6949 | 3.9953 |  | 25 | 2034 | 19.7077 | 11.9267 | 23.3384 | 19.4002 | 16.4993 | 12.9284 | 8.6012 | 8.6012 | 13.3887 | 4.4629 | 16.1807 | 2.0197 | 1.0487
26 | 2035 | 77.8723 | 47.4088 | 93.9648 | 77.4382 | 66.0708 | 51.5156 | 33.448 | 33.448 | 52.0655 | 17.3552 | 62.923 | 7.8543 | 4.2978 |  | 26 | 2035 | 20.4398 | 12.4438 | 24.6637 | 20.3259 | 17.3422 | 13.5217 | 8.7794 | 8.7794 | 13.6661 | 4.5554 | 16.5159 | 2.0616 | 1.1281
27 | 2036 | 80.4576 | 49.2394 | 98.5245 | 80.6286 | 68.8105 | 53.4525 | 34.1408 | 34.1408 | 53.1441 | 17.7147 | 64.2264 | 8.017 | 4.567 |  | 27 | 2036 | 21.1184 | 12.9243 | 25.8606 | 21.1633 | 18.0613 | 14.0301 | 8.9612 | 8.9612 | 13.9492 | 4.6497 | 16.8581 | 2.1043 | 1.1987
28 | 2037 | 82.0219 | 50.368 | 101.7067 | 82.8712 | 70.522 | 54.6824 | 34.8481 | 34.8481 | 54.245 | 18.0817 | 65.5569 | 8.1831 | 4.735 | Segment 3 | 28 | 2037 | 21.529 | 13.2205 | 26.6958 | 21.7519 | 18.5105 | 14.353 | 9.1469 | 9.1469 | 14.2381 | 4.746 | 17.2073 | 2.1479 | 1.2428 | Segment 3
29 | 2038 | 81.4126 | 50.0007 | 99.9837 | 81.7369 | 69.7948 | 54.2338 | 35.57 | 35.57 | 55.3687 | 18.4562 | 66.915 | 8.3526 | 4.6357 |  | 29 | 2038 | 21.3691 | 13.1241 | 26.2436 | 21.4542 | 18.3196 | 14.2352 | 9.3364 | 9.3364 | 14.5331 | 4.8444 | 17.5637 | 2.1924 | 1.2168
30 | 2039 | 80.9949 | 49.7663 | 98.7219 | 80.9212 | 69.2876 | 53.9378 | 36.3068 | 36.3068 | 56.5157 | 18.8386 | 68.3011 | 8.5256 | 4.5605 |  | 30 | 2039 | 21.2594 | 13.0626 | 25.9124 | 21.2401 | 18.1865 | 14.1575 | 9.5298 | 9.5298 | 14.8341 | 4.9447 | 17.9276 | 2.2378 | 1.197
31 | 2040 | 81.4204 | 50.1137 | 99.5069 | 81.5163 | 69.7512 | 54.3115 | 37.0589 | 37.0589 | 57.6864 | 19.2288 | 69.716 | 8.7022 | 4.5925 |  | 31 | 2040 | 21.3711 | 13.1538 | 26.1184 | 21.3963 | 18.3082 | 14.2556 | 9.7272 | 9.7272 | 15.1414 | 5.0471 | 18.299 | 2.2842 | 1.2054
32 | 2041 | 82.7386 | 51.077 | 102.4592 | 83.6049 | 71.2426 | 55.394 | 37.8266 | 37.8266 | 58.8814 | 19.6271 | 71.1602 | 8.8825 | 4.7382 |  | 32 | 2041 | 21.7171 | 13.4066 | 26.8933 | 21.9445 | 18.6996 | 14.5397 | 9.9287 | 9.9287 | 15.4551 | 5.1517 | 18.678 | 2.3315 | 1.2437
33 | 2042 | 84.1942 | 52.1359 | 105.7405 | 85.9212 | 72.8916 | 56.5862 | 38.6102 | 38.6102 | 60.1012 | 20.0337 | 72.6343 | 9.0665 | 4.9009 |  | 33 | 2042 | 22.0992 | 13.6846 | 27.7546 | 22.5525 | 19.1325 | 14.8527 | 10.1344 | 10.1344 | 15.7753 | 5.2584 | 19.0649 | 2.3798 | 1.2864
34 | 2043 | 85.6912 | 53.2245 | 109.1173 | 88.3044 | 74.5877 | 57.812 | 39.4101 | 39.4101 | 61.3462 | 20.4487 | 74.139 | 9.2543 | 5.0684 |  | 34 | 2043 | 22.4921 | 13.9703 | 28.641 | 23.178 | 19.5777 | 15.1744 | 10.3443 | 10.3443 | 16.1021 | 5.3674 | 19.4599 | 2.4291 | 1.3304
35 | 2044 | 86.7124 | 53.9867 | 111.3313 | 89.8879 | 75.7353 | 58.6611 | 40.2264 | 40.2264 | 62.617 | 20.8723 | 75.6748 | 9.446 | 5.1747 |  | 35 | 2044 | 22.7601 | 14.1703 | 29.2221 | 23.5936 | 19.8789 | 15.3973 | 10.5586 | 10.5586 | 16.4356 | 5.4785 | 19.863 | 2.4794 | 1.3583
36 | 2045 | 87.497 | 54.587 | 112.9641 | 91.0724 | 76.6098 | 59.3234 | 41.0598 | 41.0598 | 63.9141 | 21.3047 | 77.2424 | 9.6417 | 5.2503 |  | 36 | 2045 | 22.9661 | 14.3279 | 29.6506 | 23.9045 | 20.1084 | 15.5711 | 10.7773 | 10.7773 | 16.7761 | 5.592 | 20.2745 | 2.5307 | 1.3781
37 | 2046 | 89.322 | 55.9051 | 117.1229 | 93.9977 | 78.6821 | 60.8117 | 41.9103 | 41.9103 | 65.2382 | 21.7461 | 78.8425 | 9.8414 | 5.4583 |  | 37 | 2046 | 23.4451 | 14.6739 | 30.7423 | 24.6724 | 20.6524 | 15.9618 | 11.0006 | 11.0006 | 17.1236 | 5.7079 | 20.6945 | 2.5832 | 1.4327
PY Selection | PY20 | [14 empty] | PY Selection | PY20
|  | Penelec Zone Summer ($/MWh) |  | Penelec Zone Winter ($/MWh) |  | Penelec DLC Zone Shoulder ($/MWh) |  | Penelec Generation Capacity ($/kW/year) |  | Penelec Transmission Capacity ($/kW/year) |  | Penelec Distribution Capacity ($/kW/year) |  | Avoided Natural Gas Fuel Costs ($/MMBTU) |  |  |  | Penelec Zone Summer ($/MWh) |  | Penelec Zone Winter ($/MWh) |  | Penelec DLC Zone Shoulder ($/MWh) |  | Penelec Generation Capacity ($/kW/year) |  | Penelec Transmission Capacity ($/kW/year) |  | Penelec Distribution Capacity ($/kW/year) |  | Avoided Natural Gas Fuel Costs ($/MMBTU)
PA ACT 129 Program Year | Year | Summer On-Peak | Summer Off-Peak | Winter On-Peak | Winter Off-Peak | Shoulder On-Peak | Shoulder Off-Peak | Summer | Winter | Summer | Winter | Summer | Winter |  |  | PA ACT 129 Program Year | Year | Summer On-Peak | Summer Off-Peak | Winter On-Peak | Winter Off-Peak | Shoulder On-Peak | Shoulder Off-Peak | Summer | Winter | Summer | Winter | Summer | Winter
18 | 2027 | 0 | 0 | 0 | 0 | 0 | 0 | 0 | 0 | 0 | 0 | 0 | 0 | 0 | Segment 1 | 18 | 2027 | 0 | 0 | 0 | 0 | 0 | 0 | 0 | 0 | 0 | 0 | 0 | 0 | 0 | Segment 1
19 | 2028 | 0 | 0 | 0 | 0 | 0 | 0 | 0 | 0 | 0 | 0 | 0 | 0 | 0 |  | 19 | 2028 | 0 | 0 | 0 | 0 | 0 | 0 | 0 | 0 | 0 | 0 | 0 | 0 | 0
20 | 2029 | 88.7633 | 59.7829 | 97.198 | 84.4873 | 75.0235 | 62.2395 | 70.3361 | 70.3361 | 46.0386 | 15.3462 | 47.9815 | 6.2364 | 3.5623 |  | 20 | 2029 | 23.2984 | 15.6917 | 25.5124 | 22.1761 | 19.6921 | 16.3365 | 18.4617 | 18.4617 | 12.0841 | 4.028 | 12.5941 | 1.6369 | 0.93504
21 | 2030 | 98.3339 | 71.2112 | 109.4704 | 96.1242 | 88.1189 | 74.0516 | 71.7638 | 71.7638 | 46.9923 | 15.6641 | 53.0509 | 6.5809 | 3.4178 |  | 21 | 2030 | 25.8105 | 18.6914 | 28.7336 | 25.2305 | 23.1293 | 19.4369 | 18.8365 | 18.8365 | 12.3345 | 4.1115 | 13.9247 | 1.7273 | 0.89709
22 | 2031 | 106.0645 | 77.9247 | 112.8833 | 101.5676 | 92.8407 | 81.0519 | 73.2242 | 73.2242 | 47.9658 | 15.9886 | 57.9683 | 7.2358 | 3.3679 | Segment 2 | 22 | 2031 | 27.8396 | 20.4535 | 29.6294 | 26.6593 | 24.3687 | 21.2744 | 19.2198 | 19.2198 | 12.59 | 4.1967 | 15.2154 | 1.8993 | 0.88401 | Segment 2
23 | 2032 | 104.7997 | 76.7015 | 114.1662 | 102.0989 | 92.2244 | 80.2753 | 74.7075 | 74.7075 | 48.9594 | 16.3198 | 59.1691 | 7.3857 | 3.4332 |  | 23 | 2032 | 27.5077 | 20.1325 | 29.9662 | 26.7988 | 24.2069 | 21.0706 | 19.6091 | 19.6091 | 12.8508 | 4.2836 | 15.5306 | 1.9386 | 0.90113
24 | 2033 | 72.1941 | 43.4009 | 83.5232 | 70.1499 | 59.6466 | 46.9939 | 32.1041 | 32.1041 | 49.9736 | 16.6579 | 60.3948 | 7.5387 | 3.6809 |  | 24 | 2033 | 18.9494 | 11.3918 | 21.923 | 18.4128 | 15.656 | 12.3349 | 8.4266 | 8.4266 | 13.117 | 4.3723 | 15.8523 | 1.9788 | 0.96615
25 | 2034 | 75.0832 | 45.4388 | 88.9153 | 73.9115 | 62.8597 | 49.2549 | 32.7691 | 32.7691 | 51.0088 | 17.0029 | 61.6459 | 7.6949 | 3.9953 |  | 25 | 2034 | 19.7077 | 11.9267 | 23.3384 | 19.4002 | 16.4993 | 12.9284 | 8.6012 | 8.6012 | 13.3887 | 4.4629 | 16.1807 | 2.0197 | 1.0487
26 | 2035 | 77.8723 | 47.4088 | 93.9648 | 77.4382 | 66.0708 | 51.5156 | 33.448 | 33.448 | 52.0655 | 17.3552 | 62.923 | 7.8543 | 4.2978 |  | 26 | 2035 | 20.4398 | 12.4438 | 24.6637 | 20.3259 | 17.3422 | 13.5217 | 8.7794 | 8.7794 | 13.6661 | 4.5554 | 16.5159 | 2.0616 | 1.1281
27 | 2036 | 80.4576 | 49.2394 | 98.5245 | 80.6286 | 68.8105 | 53.4525 | 34.1408 | 34.1408 | 53.1441 | 17.7147 | 64.2264 | 8.017 | 4.567 |  | 27 | 2036 | 21.1184 | 12.9243 | 25.8606 | 21.1633 | 18.0613 | 14.0301 | 8.9612 | 8.9612 | 13.9492 | 4.6497 | 16.8581 | 2.1043 | 1.1987
28 | 2037 | 82.0219 | 50.368 | 101.7067 | 82.8712 | 70.522 | 54.6824 | 34.8481 | 34.8481 | 54.245 | 18.0817 | 65.5569 | 8.1831 | 4.735 | Segment 3 | 28 | 2037 | 21.529 | 13.2205 | 26.6958 | 21.7519 | 18.5105 | 14.353 | 9.1469 | 9.1469 | 14.2381 | 4.746 | 17.2073 | 2.1479 | 1.2428 | Segment 3
29 | 2038 | 81.4126 | 50.0007 | 99.9837 | 81.7369 | 69.7948 | 54.2338 | 35.57 | 35.57 | 55.3687 | 18.4562 | 66.915 | 8.3526 | 4.6357 |  | 29 | 2038 | 21.3691 | 13.1241 | 26.2436 | 21.4542 | 18.3196 | 14.2352 | 9.3364 | 9.3364 | 14.5331 | 4.8444 | 17.5637 | 2.1924 | 1.2168
30 | 2039 | 80.9949 | 49.7663 | 98.7219 | 80.9212 | 69.2876 | 53.9378 | 36.3068 | 36.3068 | 56.5157 | 18.8386 | 68.3011 | 8.5256 | 4.5605 |  | 30 | 2039 | 21.2594 | 13.0626 | 25.9124 | 21.2401 | 18.1865 | 14.1575 | 9.5298 | 9.5298 | 14.8341 | 4.9447 | 17.9276 | 2.2378 | 1.197
31 | 2040 | 81.4204 | 50.1137 | 99.5069 | 81.5163 | 69.7512 | 54.3115 | 37.0589 | 37.0589 | 57.6864 | 19.2288 | 69.716 | 8.7022 | 4.5925 |  | 31 | 2040 | 21.3711 | 13.1538 | 26.1184 | 21.3963 | 18.3082 | 14.2556 | 9.7272 | 9.7272 | 15.1414 | 5.0471 | 18.299 | 2.2842 | 1.2054
32 | 2041 | 82.7386 | 51.077 | 102.4592 | 83.6049 | 71.2426 | 55.394 | 37.8266 | 37.8266 | 58.8814 | 19.6271 | 71.1602 | 8.8825 | 4.7382 |  | 32 | 2041 | 21.7171 | 13.4066 | 26.8933 | 21.9445 | 18.6996 | 14.5397 | 9.9287 | 9.9287 | 15.4551 | 5.1517 | 18.678 | 2.3315 | 1.2437
33 | 2042 | 84.1942 | 52.1359 | 105.7405 | 85.9212 | 72.8916 | 56.5862 | 38.6102 | 38.6102 | 60.1012 | 20.0337 | 72.6343 | 9.0665 | 4.9009 |  | 33 | 2042 | 22.0992 | 13.6846 | 27.7546 | 22.5525 | 19.1325 | 14.8527 | 10.1344 | 10.1344 | 15.7753 | 5.2584 | 19.0649 | 2.3798 | 1.2864
34 | 2043 | 85.6912 | 53.2245 | 109.1173 | 88.3044 | 74.5877 | 57.812 | 39.4101 | 39.4101 | 61.3462 | 20.4487 | 74.139 | 9.2543 | 5.0684 |  | 34 | 2043 | 22.4921 | 13.9703 | 28.641 | 23.178 | 19.5777 | 15.1744 | 10.3443 | 10.3443 | 16.1021 | 5.3674 | 19.4599 | 2.4291 | 1.3304
35 | 2044 | 86.7124 | 53.9867 | 111.3313 | 89.8879 | 75.7353 | 58.6611 | 40.2264 | 40.2264 | 62.617 | 20.8723 | 75.6748 | 9.446 | 5.1747 |  | 35 | 2044 | 22.7601 | 14.1703 | 29.2221 | 23.5936 | 19.8789 | 15.3973 | 10.5586 | 10.5586 | 16.4356 | 5.4785 | 19.863 | 2.4794 | 1.3583
36 | 2045 | 87.497 | 54.587 | 112.9641 | 91.0724 | 76.6098 | 59.3234 | 41.0598 | 41.0598 | 63.9141 | 21.3047 | 77.2424 | 9.6417 | 5.2503 |  | 36 | 2045 | 22.9661 | 14.3279 | 29.6506 | 23.9045 | 20.1084 | 15.5711 | 10.7773 | 10.7773 | 16.7761 | 5.592 | 20.2745 | 2.5307 | 1.3781
37 | 2046 | 89.322 | 55.9051 | 117.1229 | 93.9977 | 78.6821 | 60.8117 | 41.9103 | 41.9103 | 65.2382 | 21.7461 | 78.8425 | 9.8414 | 5.4583 |  | 37 | 2046 | 23.4451 | 14.6739 | 30.7423 | 24.6724 | 20.6524 | 15.9618 | 11.0006 | 11.0006 | 17.1236 | 5.7079 | 20.6945 | 2.5832 | 1.4327
PY Selection | PY21 | [14 empty] | PY Selection | PY21
|  | Penelec Zone Summer ($/MWh) |  | Penelec Zone Winter ($/MWh) |  | Penelec DLC Zone Shoulder ($/MWh) |  | Penelec Generation Capacity ($/kW/year) |  | Penelec Transmission Capacity ($/kW/year) |  | Penelec Distribution Capacity ($/kW/year) |  | Avoided Natural Gas Fuel Costs ($/MMBTU) |  |  |  | Penelec Zone Summer ($/MWh) |  | Penelec Zone Winter ($/MWh) |  | Penelec DLC Zone Shoulder ($/MWh) |  | Penelec Generation Capacity ($/kW/year) |  | Penelec Transmission Capacity ($/kW/year) |  | Penelec Distribution Capacity ($/kW/year) |  | Avoided Natural Gas Fuel Costs ($/MMBTU)
PA ACT 129 Program Year | Year | Summer On-Peak | Summer Off-Peak | Winter On-Peak | Winter Off-Peak | Shoulder On-Peak | Shoulder Off-Peak | Summer | Winter | Summer | Winter | Summer | Winter |  |  | PA ACT 129 Program Year | Year | Summer On-Peak | Summer Off-Peak | Winter On-Peak | Winter Off-Peak | Shoulder On-Peak | Shoulder Off-Peak | Summer | Winter | Summer | Winter | Summer | Winter
18 | 2027 | 0 | 0 | 0 | 0 | 0 | 0 | 0 | 0 | 0 | 0 | 0 | 0 | 0 | Segment 1 | 18 | 2027 | 0 | 0 | 0 | 0 | 0 | 0 | 0 | 0 | 0 | 0 | 0 | 0 | 0 | Segment 1
19 | 2028 | 0 | 0 | 0 | 0 | 0 | 0 | 0 | 0 | 0 | 0 | 0 | 0 | 0 |  | 19 | 2028 | 0 | 0 | 0 | 0 | 0 | 0 | 0 | 0 | 0 | 0 | 0 | 0 | 0
20 | 2029 | 0 | 0 | 0 | 0 | 0 | 0 | 0 | 0 | 0 | 0 | 0 | 0 | 0 |  | 20 | 2029 | 0 | 0 | 0 | 0 | 0 | 0 | 0 | 0 | 0 | 0 | 0 | 0 | 0
21 | 2030 | 88.6739 | 61.5512 | 99.8104 | 86.4642 | 78.4589 | 64.3916 | 71.7638 | 71.7638 | 46.9923 | 15.6641 | 53.0509 | 6.5809 | 3.4178 |  | 21 | 2030 | 23.275 | 16.1559 | 26.1981 | 22.695 | 20.5938 | 16.9014 | 18.8365 | 18.8365 | 12.3345 | 4.1115 | 13.9247 | 1.7273 | 0.89709
22 | 2031 | 99.0245 | 70.8847 | 105.8433 | 94.5276 | 85.8007 | 74.0119 | 73.2242 | 73.2242 | 47.9658 | 15.9886 | 57.9683 | 7.2358 | 3.3679 | Segment 2 | 22 | 2031 | 25.9918 | 18.6057 | 27.7816 | 24.8115 | 22.5208 | 19.4265 | 19.2198 | 19.2198 | 12.59 | 4.1967 | 15.2154 | 1.8993 | 0.88401 | Segment 2
23 | 2032 | 108.2997 | 80.2015 | 117.6662 | 105.5989 | 95.7244 | 83.7753 | 74.7075 | 74.7075 | 48.9594 | 16.3198 | 59.1691 | 7.3857 | 3.4332 |  | 23 | 2032 | 28.4263 | 21.0512 | 30.8848 | 27.7174 | 25.1256 | 21.9892 | 19.6091 | 19.6091 | 12.8508 | 4.2836 | 15.5306 | 1.9386 | 0.90113
24 | 2033 | 108.4441 | 79.6509 | 119.7732 | 106.3999 | 95.8966 | 83.2439 | 76.2241 | 76.2241 | 49.9736 | 16.6579 | 60.3948 | 7.5387 | 3.6809 |  | 24 | 2033 | 28.4642 | 20.9066 | 31.4379 | 27.9277 | 25.1708 | 21.8497 | 20.0072 | 20.0072 | 13.117 | 4.3723 | 15.8523 | 1.9788 | 0.96615
25 | 2034 | 75.0832 | 45.4388 | 88.9153 | 73.9115 | 62.8597 | 49.2549 | 32.7691 | 32.7691 | 51.0088 | 17.0029 | 61.6459 | 7.6949 | 3.9953 |  | 25 | 2034 | 19.7077 | 11.9267 | 23.3384 | 19.4002 | 16.4993 | 12.9284 | 8.6012 | 8.6012 | 13.3887 | 4.4629 | 16.1807 | 2.0197 | 1.0487
26 | 2035 | 77.8723 | 47.4088 | 93.9648 | 77.4382 | 66.0708 | 51.5156 | 33.448 | 33.448 | 52.0655 | 17.3552 | 62.923 | 7.8543 | 4.2978 |  | 26 | 2035 | 20.4398 | 12.4438 | 24.6637 | 20.3259 | 17.3422 | 13.5217 | 8.7794 | 8.7794 | 13.6661 | 4.5554 | 16.5159 | 2.0616 | 1.1281
27 | 2036 | 80.4576 | 49.2394 | 98.5245 | 80.6286 | 68.8105 | 53.4525 | 34.1408 | 34.1408 | 53.1441 | 17.7147 | 64.2264 | 8.017 | 4.567 |  | 27 | 2036 | 21.1184 | 12.9243 | 25.8606 | 21.1633 | 18.0613 | 14.0301 | 8.9612 | 8.9612 | 13.9492 | 4.6497 | 16.8581 | 2.1043 | 1.1987
28 | 2037 | 82.0219 | 50.368 | 101.7067 | 82.8712 | 70.522 | 54.6824 | 34.8481 | 34.8481 | 54.245 | 18.0817 | 65.5569 | 8.1831 | 4.735 | Segment 3 | 28 | 2037 | 21.529 | 13.2205 | 26.6958 | 21.7519 | 18.5105 | 14.353 | 9.1469 | 9.1469 | 14.2381 | 4.746 | 17.2073 | 2.1479 | 1.2428 | Segment 3
29 | 2038 | 81.4126 | 50.0007 | 99.9837 | 81.7369 | 69.7948 | 54.2338 | 35.57 | 35.57 | 55.3687 | 18.4562 | 66.915 | 8.3526 | 4.6357 |  | 29 | 2038 | 21.3691 | 13.1241 | 26.2436 | 21.4542 | 18.3196 | 14.2352 | 9.3364 | 9.3364 | 14.5331 | 4.8444 | 17.5637 | 2.1924 | 1.2168
30 | 2039 | 80.9949 | 49.7663 | 98.7219 | 80.9212 | 69.2876 | 53.9378 | 36.3068 | 36.3068 | 56.5157 | 18.8386 | 68.3011 | 8.5256 | 4.5605 |  | 30 | 2039 | 21.2594 | 13.0626 | 25.9124 | 21.2401 | 18.1865 | 14.1575 | 9.5298 | 9.5298 | 14.8341 | 4.9447 | 17.9276 | 2.2378 | 1.197
31 | 2040 | 81.4204 | 50.1137 | 99.5069 | 81.5163 | 69.7512 | 54.3115 | 37.0589 | 37.0589 | 57.6864 | 19.2288 | 69.716 | 8.7022 | 4.5925 |  | 31 | 2040 | 21.3711 | 13.1538 | 26.1184 | 21.3963 | 18.3082 | 14.2556 | 9.7272 | 9.7272 | 15.1414 | 5.0471 | 18.299 | 2.2842 | 1.2054
32 | 2041 | 82.7386 | 51.077 | 102.4592 | 83.6049 | 71.2426 | 55.394 | 37.8266 | 37.8266 | 58.8814 | 19.6271 | 71.1602 | 8.8825 | 4.7382 |  | 32 | 2041 | 21.7171 | 13.4066 | 26.8933 | 21.9445 | 18.6996 | 14.5397 | 9.9287 | 9.9287 | 15.4551 | 5.1517 | 18.678 | 2.3315 | 1.2437
33 | 2042 | 84.1942 | 52.1359 | 105.7405 | 85.9212 | 72.8916 | 56.5862 | 38.6102 | 38.6102 | 60.1012 | 20.0337 | 72.6343 | 9.0665 | 4.9009 |  | 33 | 2042 | 22.0992 | 13.6846 | 27.7546 | 22.5525 | 19.1325 | 14.8527 | 10.1344 | 10.1344 | 15.7753 | 5.2584 | 19.0649 | 2.3798 | 1.2864
34 | 2043 | 85.6912 | 53.2245 | 109.1173 | 88.3044 | 74.5877 | 57.812 | 39.4101 | 39.4101 | 61.3462 | 20.4487 | 74.139 | 9.2543 | 5.0684 |  | 34 | 2043 | 22.4921 | 13.9703 | 28.641 | 23.178 | 19.5777 | 15.1744 | 10.3443 | 10.3443 | 16.1021 | 5.3674 | 19.4599 | 2.4291 | 1.3304
35 | 2044 | 86.7124 | 53.9867 | 111.3313 | 89.8879 | 75.7353 | 58.6611 | 40.2264 | 40.2264 | 62.617 | 20.8723 | 75.6748 | 9.446 | 5.1747 |  | 35 | 2044 | 22.7601 | 14.1703 | 29.2221 | 23.5936 | 19.8789 | 15.3973 | 10.5586 | 10.5586 | 16.4356 | 5.4785 | 19.863 | 2.4794 | 1.3583
36 | 2045 | 87.497 | 54.587 | 112.9641 | 91.0724 | 76.6098 | 59.3234 | 41.0598 | 41.0598 | 63.9141 | 21.3047 | 77.2424 | 9.6417 | 5.2503 |  | 36 | 2045 | 22.9661 | 14.3279 | 29.6506 | 23.9045 | 20.1084 | 15.5711 | 10.7773 | 10.7773 | 16.7761 | 5.592 | 20.2745 | 2.5307 | 1.3781
37 | 2046 | 89.322 | 55.9051 | 117.1229 | 93.9977 | 78.6821 | 60.8117 | 41.9103 | 41.9103 | 65.2382 | 21.7461 | 78.8425 | 9.8414 | 5.4583 |  | 37 | 2046 | 23.4451 | 14.6739 | 30.7423 | 24.6724 | 20.6524 | 15.9618 | 11.0006 | 11.0006 | 17.1236 | 5.7079 | 20.6945 | 2.5832 | 1.4327
PY Selection | PY22 | [14 empty] | PY Selection | PY22
|  | Penelec Zone Summer ($/MWh) |  | Penelec Zone Winter ($/MWh) |  | Penelec DLC Zone Shoulder ($/MWh) |  | Penelec Generation Capacity ($/kW/year) |  | Penelec Transmission Capacity ($/kW/year) |  | Penelec Distribution Capacity ($/kW/year) |  | Avoided Natural Gas Fuel Costs ($/MMBTU) |  |  |  | Penelec Zone Summer ($/MWh) |  | Penelec Zone Winter ($/MWh) |  | Penelec DLC Zone Shoulder ($/MWh) |  | Penelec Generation Capacity ($/kW/year) |  | Penelec Transmission Capacity ($/kW/year) |  | Penelec Distribution Capacity ($/kW/year) |  | Avoided Natural Gas Fuel Costs ($/MMBTU)
PA ACT 129 Program Year | Year | Summer On-Peak | Summer Off-Peak | Winter On-Peak | Winter Off-Peak | Shoulder On-Peak | Shoulder Off-Peak | Summer | Winter | Summer | Winter | Summer | Winter |  |  | PA ACT 129 Program Year | Year | Summer On-Peak | Summer Off-Peak | Winter On-Peak | Winter Off-Peak | Shoulder On-Peak | Shoulder Off-Peak | Summer | Winter | Summer | Winter | Summer | Winter
18 | 2027 | 0 | 0 | 0 | 0 | 0 | 0 | 0 | 0 | 0 | 0 | 0 | 0 | 0 | Segment 1 | 18 | 2027 | 0 | 0 | 0 | 0 | 0 | 0 | 0 | 0 | 0 | 0 | 0 | 0 | 0 | Segment 1
19 | 2028 | 0 | 0 | 0 | 0 | 0 | 0 | 0 | 0 | 0 | 0 | 0 | 0 | 0 |  | 19 | 2028 | 0 | 0 | 0 | 0 | 0 | 0 | 0 | 0 | 0 | 0 | 0 | 0 | 0
20 | 2029 | 0 | 0 | 0 | 0 | 0 | 0 | 0 | 0 | 0 | 0 | 0 | 0 | 0 |  | 20 | 2029 | 0 | 0 | 0 | 0 | 0 | 0 | 0 | 0 | 0 | 0 | 0 | 0 | 0
21 | 2030 | 0 | 0 | 0 | 0 | 0 | 0 | 0 | 0 | 0 | 0 | 0 | 0 | 0 |  | 21 | 2030 | 0 | 0 | 0 | 0 | 0 | 0 | 0 | 0 | 0 | 0 | 0 | 0 | 0
22 | 2031 | 88.8245 | 60.6847 | 95.6433 | 84.3276 | 75.6007 | 63.8119 | 73.2242 | 73.2242 | 47.9658 | 15.9886 | 57.9683 | 7.2358 | 3.3679 | Segment 2 | 22 | 2031 | 23.3145 | 15.9284 | 25.1043 | 22.1342 | 19.8436 | 16.7492 | 19.2198 | 19.2198 | 12.59 | 4.1967 | 15.2154 | 1.8993 | 0.88401 | Segment 2
23 | 2032 | 100.8297 | 72.7315 | 110.1962 | 98.1289 | 88.2544 | 76.3053 | 74.7075 | 74.7075 | 48.9594 | 16.3198 | 59.1691 | 7.3857 | 3.4332 |  | 23 | 2032 | 26.4656 | 19.0905 | 28.9241 | 25.7567 | 23.1649 | 20.0285 | 19.6091 | 19.6091 | 12.8508 | 4.2836 | 15.5306 | 1.9386 | 0.90113
24 | 2033 | 112.0741 | 83.2809 | 123.4032 | 110.0299 | 99.5266 | 86.8739 | 76.2241 | 76.2241 | 49.9736 | 16.6579 | 60.3948 | 7.5387 | 3.6809 |  | 24 | 2033 | 29.417 | 21.8594 | 32.3907 | 28.8805 | 26.1236 | 22.8025 | 20.0072 | 20.0072 | 13.117 | 4.3723 | 15.8523 | 1.9788 | 0.96615
25 | 2034 | 112.6632 | 83.0188 | 126.4953 | 111.4915 | 100.4397 | 86.8349 | 77.7741 | 77.7741 | 51.0088 | 17.0029 | 61.6459 | 7.6949 | 3.9953 |  | 25 | 2034 | 29.5717 | 21.7907 | 33.2023 | 29.2641 | 26.3633 | 22.7923 | 20.414 | 20.414 | 13.3887 | 4.4629 | 16.1807 | 2.0197 | 1.0487
26 | 2035 | 77.8723 | 47.4088 | 93.9648 | 77.4382 | 66.0708 | 51.5156 | 33.448 | 33.448 | 52.0655 | 17.3552 | 62.923 | 7.8543 | 4.2978 |  | 26 | 2035 | 20.4398 | 12.4438 | 24.6637 | 20.3259 | 17.3422 | 13.5217 | 8.7794 | 8.7794 | 13.6661 | 4.5554 | 16.5159 | 2.0616 | 1.1281
27 | 2036 | 80.4576 | 49.2394 | 98.5245 | 80.6286 | 68.8105 | 53.4525 | 34.1408 | 34.1408 | 53.1441 | 17.7147 | 64.2264 | 8.017 | 4.567 |  | 27 | 2036 | 21.1184 | 12.9243 | 25.8606 | 21.1633 | 18.0613 | 14.0301 | 8.9612 | 8.9612 | 13.9492 | 4.6497 | 16.8581 | 2.1043 | 1.1987
28 | 2037 | 82.0219 | 50.368 | 101.7067 | 82.8712 | 70.522 | 54.6824 | 34.8481 | 34.8481 | 54.245 | 18.0817 | 65.5569 | 8.1831 | 4.735 | Segment 3 | 28 | 2037 | 21.529 | 13.2205 | 26.6958 | 21.7519 | 18.5105 | 14.353 | 9.1469 | 9.1469 | 14.2381 | 4.746 | 17.2073 | 2.1479 | 1.2428 | Segment 3
29 | 2038 | 81.4126 | 50.0007 | 99.9837 | 81.7369 | 69.7948 | 54.2338 | 35.57 | 35.57 | 55.3687 | 18.4562 | 66.915 | 8.3526 | 4.6357 |  | 29 | 2038 | 21.3691 | 13.1241 | 26.2436 | 21.4542 | 18.3196 | 14.2352 | 9.3364 | 9.3364 | 14.5331 | 4.8444 | 17.5637 | 2.1924 | 1.2168
30 | 2039 | 80.9949 | 49.7663 | 98.7219 | 80.9212 | 69.2876 | 53.9378 | 36.3068 | 36.3068 | 56.5157 | 18.8386 | 68.3011 | 8.5256 | 4.5605 |  | 30 | 2039 | 21.2594 | 13.0626 | 25.9124 | 21.2401 | 18.1865 | 14.1575 | 9.5298 | 9.5298 | 14.8341 | 4.9447 | 17.9276 | 2.2378 | 1.197
31 | 2040 | 81.4204 | 50.1137 | 99.5069 | 81.5163 | 69.7512 | 54.3115 | 37.0589 | 37.0589 | 57.6864 | 19.2288 | 69.716 | 8.7022 | 4.5925 |  | 31 | 2040 | 21.3711 | 13.1538 | 26.1184 | 21.3963 | 18.3082 | 14.2556 | 9.7272 | 9.7272 | 15.1414 | 5.0471 | 18.299 | 2.2842 | 1.2054
32 | 2041 | 82.7386 | 51.077 | 102.4592 | 83.6049 | 71.2426 | 55.394 | 37.8266 | 37.8266 | 58.8814 | 19.6271 | 71.1602 | 8.8825 | 4.7382 |  | 32 | 2041 | 21.7171 | 13.4066 | 26.8933 | 21.9445 | 18.6996 | 14.5397 | 9.9287 | 9.9287 | 15.4551 | 5.1517 | 18.678 | 2.3315 | 1.2437
33 | 2042 | 84.1942 | 52.1359 | 105.7405 | 85.9212 | 72.8916 | 56.5862 | 38.6102 | 38.6102 | 60.1012 | 20.0337 | 72.6343 | 9.0665 | 4.9009 |  | 33 | 2042 | 22.0992 | 13.6846 | 27.7546 | 22.5525 | 19.1325 | 14.8527 | 10.1344 | 10.1344 | 15.7753 | 5.2584 | 19.0649 | 2.3798 | 1.2864
34 | 2043 | 85.6912 | 53.2245 | 109.1173 | 88.3044 | 74.5877 | 57.812 | 39.4101 | 39.4101 | 61.3462 | 20.4487 | 74.139 | 9.2543 | 5.0684 |  | 34 | 2043 | 22.4921 | 13.9703 | 28.641 | 23.178 | 19.5777 | 15.1744 | 10.3443 | 10.3443 | 16.1021 | 5.3674 | 19.4599 | 2.4291 | 1.3304
35 | 2044 | 86.7124 | 53.9867 | 111.3313 | 89.8879 | 75.7353 | 58.6611 | 40.2264 | 40.2264 | 62.617 | 20.8723 | 75.6748 | 9.446 | 5.1747 |  | 35 | 2044 | 22.7601 | 14.1703 | 29.2221 | 23.5936 | 19.8789 | 15.3973 | 10.5586 | 10.5586 | 16.4356 | 5.4785 | 19.863 | 2.4794 | 1.3583
36 | 2045 | 87.497 | 54.587 | 112.9641 | 91.0724 | 76.6098 | 59.3234 | 41.0598 | 41.0598 | 63.9141 | 21.3047 | 77.2424 | 9.6417 | 5.2503 |  | 36 | 2045 | 22.9661 | 14.3279 | 29.6506 | 23.9045 | 20.1084 | 15.5711 | 10.7773 | 10.7773 | 16.7761 | 5.592 | 20.2745 | 2.5307 | 1.3781
37 | 2046 | 89.322 | 55.9051 | 117.1229 | 93.9977 | 78.6821 | 60.8117 | 41.9103 | 41.9103 | 65.2382 | 21.7461 | 78.8425 | 9.8414 | 5.4583 |  | 37 | 2046 | 23.4451 | 14.6739 | 30.7423 | 24.6724 | 20.6524 | 15.9618 | 11.0006 | 11.0006 | 17.1236 | 5.7079 | 20.6945 | 2.5832 | 1.4327

## Penn Power non-LI
Values from Results of ACC Model | [15 empty] | CALCULATIONS
PY Selection | PY18 |  | SWE Note: This data excludes avoided energy costs from the Arrearages study. Please refer to the 'LI Output' tab for avoided costs to be used for Low Income programs only. | [12 empty] | PY Selection | PY18 |  | SWE Note: This data excludes avoided energy costs from the Arrearages study. Please refer to the 'LI Output' tab for avoided costs to be used for Low Income programs only.
|  | Penn Power Zone Summer ($/MWh) |  | Penn Power Zone Winter ($/MWh) |  | Penn Power DLC Zone Shoulder ($/MWh) |  | Penn Power Generation Capacity ($/kW/year) |  | Penn Power Transmission Capacity ($/kW/year) |  | Penn Power Distribution Capacity ($/kW/year) |  | Avoided Natural Gas Fuel Costs ($/MMBTU) |  |  |  | Penn Power Zone Summer ($/MWh) |  | Penn Power Zone Winter ($/MWh) |  | Penn Power DLC Zone Shoulder ($/MWh) |  | Penn Power Generation Capacity ($/kW/year) |  | Penn Power Transmission Capacity ($/kW/year) |  | Penn Power Distribution Capacity ($/kW/year) |  | Avoided Natural Gas Fuel Costs ($/MMBTU)
PA ACT 129 Program Year | Year | Summer On-Peak | Summer Off-Peak | Winter On-Peak | Winter Off-Peak | Shoulder On-Peak | Shoulder Off-Peak | Summer | Winter | Summer | Winter | Summer | Winter |  |  | PA ACT 129 Program Year | Year | Summer On-Peak | Summer Off-Peak | Winter On-Peak | Winter Off-Peak | Shoulder On-Peak | Shoulder Off-Peak | Summer | Winter | Summer | Winter | Summer | Winter
18 | 2027 | 86.9252 | 58.1126 | 91.0676 | 79.4809 | 73.8425 | 61.7368 | 67.3985 | 67.3985 | 77.0955 | 0 | 43.5169 | 16.2688 | 3.7538 | Segment 1 | 18 | 2027 | 7.6156 | 5.0913 | 7.9785 | 6.9634 | 6.4694 | 5.4088 | 5.9048 | 5.9048 | 6.7544 | 0 | 3.8125 | 1.4253 | 0.32887 | Segment 1
19 | 2028 | 97.7778 | 67.1569 | 105.0579 | 92.7848 | 84.1074 | 71.9766 | 33.4631 | 33.4631 | 78.6926 | 0 | 45.5178 | 16.7637 | 3.678 |  | 19 | 2028 | 8.5664 | 5.8837 | 9.2042 | 8.1289 | 7.3687 | 6.3059 | 2.9317 | 2.9317 | 6.8943 | 0 | 3.9878 | 1.4687 | 0.32223
20 | 2029 | 105.7481 | 75.9711 | 114.4146 | 101.3546 | 91.6307 | 78.4952 | 34.1516 | 34.1516 | 80.3227 | 0 | 45.1723 | 19.3328 | 3.5623 |  | 20 | 2029 | 9.2646 | 6.6559 | 10.0239 | 8.8797 | 8.0278 | 6.877 | 2.992 | 2.992 | 7.0371 | 0 | 3.9576 | 1.6938 | 0.3121
21 | 2030 | 103.3957 | 75.5275 | 114.8383 | 101.1252 | 92.8999 | 78.4459 | 34.8512 | 34.8512 | 81.9867 | 0 | 45.792 | 20.5734 | 3.4178 |  | 21 | 2030 | 9.0586 | 6.617 | 10.061 | 8.8596 | 8.139 | 6.8727 | 3.0533 | 3.0533 | 7.1829 | 0 | 4.0119 | 1.8024 | 0.29943
22 | 2031 | 71.5908 | 42.6517 | 78.6351 | 66.9635 | 58.0164 | 45.8737 | 27.6422 | 27.6422 | 83.6851 | 0 | 45.9809 | 22.6987 | 3.3679 | Segment 2 | 22 | 2031 | 6.2721 | 3.7367 | 6.8893 | 5.8667 | 5.0828 | 4.019 | 2.4217 | 2.4217 | 7.3317 | 0 | 4.0284 | 1.9886 | 0.29507 | Segment 2
23 | 2032 | 71.606 | 42.7086 | 81.1979 | 68.7748 | 58.6801 | 46.3772 | 28.2148 | 28.2148 | 85.4186 | 0 | 46.9335 | 23.169 | 3.4332 |  | 23 | 2032 | 6.2734 | 3.7417 | 7.1138 | 6.0254 | 5.141 | 4.0631 | 2.4719 | 2.4719 | 7.4836 | 0 | 4.1119 | 2.0298 | 0.30078
24 | 2033 | 73.9904 | 44.398 | 85.5449 | 71.8158 | 61.0923 | 48.0858 | 28.7993 | 28.7993 | 87.1881 | 0 | 47.9057 | 23.6489 | 3.6809 |  | 24 | 2033 | 6.4823 | 3.8897 | 7.4946 | 6.2918 | 5.3523 | 4.2128 | 2.5231 | 2.5231 | 7.6386 | 0 | 4.197 | 2.0719 | 0.32248
25 | 2034 | 76.8795 | 46.4359 | 90.937 | 75.5774 | 64.3054 | 50.3468 | 29.3959 | 29.3959 | 88.9942 | 0 | 48.8981 | 24.1388 | 3.9953 |  | 25 | 2034 | 6.7355 | 4.0683 | 7.967 | 6.6214 | 5.6338 | 4.4109 | 2.5754 | 2.5754 | 7.7968 | 0 | 4.284 | 2.1148 | 0.35003
26 | 2035 | 79.6686 | 48.4059 | 95.9865 | 79.1041 | 67.5165 | 52.6074 | 30.0048 | 30.0048 | 90.8378 | 0 | 49.911 | 24.6388 | 4.2978 |  | 26 | 2035 | 6.9798 | 4.2409 | 8.4094 | 6.9304 | 5.9152 | 4.609 | 2.6287 | 2.6287 | 7.9583 | 0 | 4.3727 | 2.1586 | 0.37653
27 | 2036 | 82.2539 | 50.2365 | 100.5462 | 82.2945 | 70.2562 | 54.5444 | 30.6264 | 30.6264 | 92.7195 | 0 | 50.945 | 25.1493 | 4.567 |  | 27 | 2036 | 7.2063 | 4.4012 | 8.8089 | 7.2099 | 6.1552 | 4.7787 | 2.6832 | 2.6832 | 8.1232 | 0 | 4.4633 | 2.2033 | 0.40011
28 | 2037 | 83.8182 | 51.365 | 103.7284 | 84.5372 | 71.9677 | 55.7743 | 31.2608 | 31.2608 | 94.6403 | 0 | 52.0003 | 25.6702 | 4.735 | Segment 3 | 28 | 2037 | 7.3434 | 4.5001 | 9.0877 | 7.4063 | 6.3051 | 4.8864 | 2.7388 | 2.7388 | 8.2915 | 0 | 4.5558 | 2.249 | 0.41483 | Segment 3
29 | 2038 | 83.2089 | 50.9977 | 102.0054 | 83.4028 | 71.2404 | 55.3257 | 31.9084 | 31.9084 | 96.6008 | 0 | 53.0775 | 26.202 | 4.6357 |  | 29 | 2038 | 7.29 | 4.4679 | 8.9367 | 7.307 | 6.2414 | 4.8471 | 2.7955 | 2.7955 | 8.4632 | 0 | 4.6502 | 2.2956 | 0.40614
30 | 2039 | 82.7912 | 50.7634 | 100.7436 | 82.5871 | 70.7332 | 55.0297 | 32.5694 | 32.5694 | 98.6019 | 0 | 54.1771 | 26.7448 | 4.5605 |  | 30 | 2039 | 7.2534 | 4.4474 | 8.8262 | 7.2355 | 6.197 | 4.8212 | 2.8534 | 2.8534 | 8.6386 | 0 | 4.7465 | 2.3431 | 0.39955
31 | 2040 | 83.2167 | 51.1108 | 101.5287 | 83.1822 | 71.1969 | 55.4034 | 33.2441 | 33.2441 | 100.6445 | 0 | 55.2994 | 27.2988 | 4.5925 |  | 31 | 2040 | 7.2907 | 4.4778 | 8.895 | 7.2876 | 6.2376 | 4.8539 | 2.9125 | 2.9125 | 8.8175 | 0 | 4.8448 | 2.3917 | 0.40235
32 | 2041 | 84.5349 | 52.074 | 104.4809 | 85.2708 | 72.6882 | 56.4859 | 33.9328 | 33.9328 | 102.7294 | 0 | 56.4449 | 27.8643 | 4.7382 |  | 32 | 2041 | 7.4062 | 4.5622 | 9.1536 | 7.4706 | 6.3683 | 4.9488 | 2.9729 | 2.9729 | 9.0002 | 0 | 4.9452 | 2.4412 | 0.41511
33 | 2042 | 85.9905 | 53.133 | 107.7622 | 87.5871 | 74.3372 | 57.6781 | 34.6357 | 34.6357 | 104.8575 | 0 | 57.6142 | 28.4415 | 4.9009 |  | 33 | 2042 | 7.5337 | 4.655 | 9.4411 | 7.6735 | 6.5127 | 5.0532 | 3.0345 | 3.0345 | 9.1866 | 0 | 5.0476 | 2.4918 | 0.42937
34 | 2043 | 87.4875 | 54.2216 | 111.139 | 89.9703 | 76.0334 | 58.9038 | 35.3532 | 35.3532 | 107.0296 | 0 | 58.8077 | 29.0307 | 5.0684 |  | 34 | 2043 | 7.6648 | 4.7504 | 9.737 | 7.8823 | 6.6613 | 5.1606 | 3.0973 | 3.0973 | 9.3769 | 0 | 5.1522 | 2.5434 | 0.44405
35 | 2044 | 88.5087 | 54.9837 | 113.353 | 91.5538 | 77.181 | 59.753 | 36.0855 | 36.0855 | 109.2468 | 0 | 60.0259 | 29.6321 | 5.1747 |  | 35 | 2044 | 7.7543 | 4.8172 | 9.9309 | 8.0211 | 6.7619 | 5.235 | 3.1615 | 3.1615 | 9.5712 | 0 | 5.2589 | 2.5961 | 0.45336
36 | 2045 | 89.2933 | 55.5841 | 114.9858 | 92.7383 | 78.0555 | 60.4153 | 36.8331 | 36.8331 | 111.5099 | 0 | 61.2694 | 30.246 | 5.2503 |  | 36 | 2045 | 7.823 | 4.8698 | 10.074 | 8.1249 | 6.8385 | 5.293 | 3.227 | 3.227 | 9.7694 | 0 | 5.3678 | 2.6499 | 0.45998
37 | 2046 | 91.1183 | 56.9022 | 119.1446 | 95.6636 | 80.1278 | 61.9036 | 37.5961 | 37.5961 | 113.8199 | 0 | 62.5386 | 30.8725 | 5.4583 |  | 37 | 2046 | 7.9829 | 4.9852 | 10.4383 | 8.3811 | 7.02 | 5.4234 | 3.2938 | 3.2938 | 9.9718 | 0 | 5.479 | 2.7048 | 0.47821
PY Selection | PY19 | [14 empty] | PY Selection | PY19
|  | Penn Power Zone Summer ($/MWh) |  | Penn Power Zone Winter ($/MWh) |  | Penn Power DLC Zone Shoulder ($/MWh) |  | Penn Power Generation Capacity ($/kW/year) |  | Penn Power Transmission Capacity ($/kW/year) |  | Penn Power Distribution Capacity ($/kW/year) |  | Avoided Natural Gas Fuel Costs ($/MMBTU) |  |  |  | Penn Power Zone Summer ($/MWh) |  | Penn Power Zone Winter ($/MWh) |  | Penn Power DLC Zone Shoulder ($/MWh) |  | Penn Power Generation Capacity ($/kW/year) |  | Penn Power Transmission Capacity ($/kW/year) |  | Penn Power Distribution Capacity ($/kW/year) |  | Avoided Natural Gas Fuel Costs ($/MMBTU)
PA ACT 129 Program Year | Year | Summer On-Peak | Summer Off-Peak | Winter On-Peak | Winter Off-Peak | Shoulder On-Peak | Shoulder Off-Peak | Summer | Winter | Summer | Winter | Summer | Winter |  |  | PA ACT 129 Program Year | Year | Summer On-Peak | Summer Off-Peak | Winter On-Peak | Winter Off-Peak | Shoulder On-Peak | Shoulder Off-Peak | Summer | Winter | Summer | Winter | Summer | Winter
18 | 2027 | 0 | 0 | 0 | 0 | 0 | 0 | 0 | 0 | 0 | 0 | 0 | 0 | 0 | Segment 1 | 18 | 2027 | 0 | 0 | 0 | 0 | 0 | 0 | 0 | 0 | 0 | 0 | 0 | 0 | 0 | Segment 1
19 | 2028 | 89.2678 | 58.6469 | 96.5479 | 84.2748 | 75.5974 | 63.4666 | 33.4631 | 33.4631 | 78.6926 | 0 | 45.5178 | 16.7637 | 3.678 |  | 19 | 2028 | 7.8208 | 5.1381 | 8.4586 | 7.3834 | 6.6231 | 5.5603 | 2.9317 | 2.9317 | 6.8943 | 0 | 3.9878 | 1.4687 | 0.32223
20 | 2029 | 99.4881 | 69.7111 | 108.1546 | 95.0946 | 85.3707 | 72.2352 | 34.1516 | 34.1516 | 80.3227 | 0 | 45.1723 | 19.3328 | 3.5623 |  | 20 | 2029 | 8.7162 | 6.1074 | 9.4755 | 8.3313 | 7.4794 | 6.3286 | 2.992 | 2.992 | 7.0371 | 0 | 3.9576 | 1.6938 | 0.3121
21 | 2030 | 106.4957 | 78.6275 | 117.9383 | 104.2252 | 95.9999 | 81.5459 | 34.8512 | 34.8512 | 81.9867 | 0 | 45.792 | 20.5734 | 3.4178 |  | 21 | 2030 | 9.3301 | 6.8886 | 10.3326 | 9.1312 | 8.4106 | 7.1443 | 3.0533 | 3.0533 | 7.1829 | 0 | 4.0119 | 1.8024 | 0.29943
22 | 2031 | 104.3608 | 75.4217 | 111.4051 | 99.7335 | 90.7864 | 78.6437 | 35.5672 | 35.5672 | 83.6851 | 0 | 45.9809 | 22.6987 | 3.3679 | Segment 2 | 22 | 2031 | 9.1431 | 6.6077 | 9.7603 | 8.7377 | 7.9538 | 6.89 | 3.1161 | 3.1161 | 7.3317 | 0 | 4.0284 | 1.9886 | 0.29507 | Segment 2
23 | 2032 | 71.606 | 42.7086 | 81.1979 | 68.7748 | 58.6801 | 46.3772 | 28.2148 | 28.2148 | 85.4186 | 0 | 46.9335 | 23.169 | 3.4332 |  | 23 | 2032 | 6.2734 | 3.7417 | 7.1138 | 6.0254 | 5.141 | 4.0631 | 2.4719 | 2.4719 | 7.4836 | 0 | 4.1119 | 2.0298 | 0.30078
24 | 2033 | 73.9904 | 44.398 | 85.5449 | 71.8158 | 61.0923 | 48.0858 | 28.7993 | 28.7993 | 87.1881 | 0 | 47.9057 | 23.6489 | 3.6809 |  | 24 | 2033 | 6.4823 | 3.8897 | 7.4946 | 6.2918 | 5.3523 | 4.2128 | 2.5231 | 2.5231 | 7.6386 | 0 | 4.197 | 2.0719 | 0.32248
25 | 2034 | 76.8795 | 46.4359 | 90.937 | 75.5774 | 64.3054 | 50.3468 | 29.3959 | 29.3959 | 88.9942 | 0 | 48.8981 | 24.1388 | 3.9953 |  | 25 | 2034 | 6.7355 | 4.0683 | 7.967 | 6.6214 | 5.6338 | 4.4109 | 2.5754 | 2.5754 | 7.7968 | 0 | 4.284 | 2.1148 | 0.35003
26 | 2035 | 79.6686 | 48.4059 | 95.9865 | 79.1041 | 67.5165 | 52.6074 | 30.0048 | 30.0048 | 90.8378 | 0 | 49.911 | 24.6388 | 4.2978 |  | 26 | 2035 | 6.9798 | 4.2409 | 8.4094 | 6.9304 | 5.9152 | 4.609 | 2.6287 | 2.6287 | 7.9583 | 0 | 4.3727 | 2.1586 | 0.37653
27 | 2036 | 82.2539 | 50.2365 | 100.5462 | 82.2945 | 70.2562 | 54.5444 | 30.6264 | 30.6264 | 92.7195 | 0 | 50.945 | 25.1493 | 4.567 |  | 27 | 2036 | 7.2063 | 4.4012 | 8.8089 | 7.2099 | 6.1552 | 4.7787 | 2.6832 | 2.6832 | 8.1232 | 0 | 4.4633 | 2.2033 | 0.40011
28 | 2037 | 83.8182 | 51.365 | 103.7284 | 84.5372 | 71.9677 | 55.7743 | 31.2608 | 31.2608 | 94.6403 | 0 | 52.0003 | 25.6702 | 4.735 | Segment 3 | 28 | 2037 | 7.3434 | 4.5001 | 9.0877 | 7.4063 | 6.3051 | 4.8864 | 2.7388 | 2.7388 | 8.2915 | 0 | 4.5558 | 2.249 | 0.41483 | Segment 3
29 | 2038 | 83.2089 | 50.9977 | 102.0054 | 83.4028 | 71.2404 | 55.3257 | 31.9084 | 31.9084 | 96.6008 | 0 | 53.0775 | 26.202 | 4.6357 |  | 29 | 2038 | 7.29 | 4.4679 | 8.9367 | 7.307 | 6.2414 | 4.8471 | 2.7955 | 2.7955 | 8.4632 | 0 | 4.6502 | 2.2956 | 0.40614
30 | 2039 | 82.7912 | 50.7634 | 100.7436 | 82.5871 | 70.7332 | 55.0297 | 32.5694 | 32.5694 | 98.6019 | 0 | 54.1771 | 26.7448 | 4.5605 |  | 30 | 2039 | 7.2534 | 4.4474 | 8.8262 | 7.2355 | 6.197 | 4.8212 | 2.8534 | 2.8534 | 8.6386 | 0 | 4.7465 | 2.3431 | 0.39955
31 | 2040 | 83.2167 | 51.1108 | 101.5287 | 83.1822 | 71.1969 | 55.4034 | 33.2441 | 33.2441 | 100.6445 | 0 | 55.2994 | 27.2988 | 4.5925 |  | 31 | 2040 | 7.2907 | 4.4778 | 8.895 | 7.2876 | 6.2376 | 4.8539 | 2.9125 | 2.9125 | 8.8175 | 0 | 4.8448 | 2.3917 | 0.40235
32 | 2041 | 84.5349 | 52.074 | 104.4809 | 85.2708 | 72.6882 | 56.4859 | 33.9328 | 33.9328 | 102.7294 | 0 | 56.4449 | 27.8643 | 4.7382 |  | 32 | 2041 | 7.4062 | 4.5622 | 9.1536 | 7.4706 | 6.3683 | 4.9488 | 2.9729 | 2.9729 | 9.0002 | 0 | 4.9452 | 2.4412 | 0.41511
33 | 2042 | 85.9905 | 53.133 | 107.7622 | 87.5871 | 74.3372 | 57.6781 | 34.6357 | 34.6357 | 104.8575 | 0 | 57.6142 | 28.4415 | 4.9009 |  | 33 | 2042 | 7.5337 | 4.655 | 9.4411 | 7.6735 | 6.5127 | 5.0532 | 3.0345 | 3.0345 | 9.1866 | 0 | 5.0476 | 2.4918 | 0.42937
34 | 2043 | 87.4875 | 54.2216 | 111.139 | 89.9703 | 76.0334 | 58.9038 | 35.3532 | 35.3532 | 107.0296 | 0 | 58.8077 | 29.0307 | 5.0684 |  | 34 | 2043 | 7.6648 | 4.7504 | 9.737 | 7.8823 | 6.6613 | 5.1606 | 3.0973 | 3.0973 | 9.3769 | 0 | 5.1522 | 2.5434 | 0.44405
35 | 2044 | 88.5087 | 54.9837 | 113.353 | 91.5538 | 77.181 | 59.753 | 36.0855 | 36.0855 | 109.2468 | 0 | 60.0259 | 29.6321 | 5.1747 |  | 35 | 2044 | 7.7543 | 4.8172 | 9.9309 | 8.0211 | 6.7619 | 5.235 | 3.1615 | 3.1615 | 9.5712 | 0 | 5.2589 | 2.5961 | 0.45336
36 | 2045 | 89.2933 | 55.5841 | 114.9858 | 92.7383 | 78.0555 | 60.4153 | 36.8331 | 36.8331 | 111.5099 | 0 | 61.2694 | 30.246 | 5.2503 |  | 36 | 2045 | 7.823 | 4.8698 | 10.074 | 8.1249 | 6.8385 | 5.293 | 3.227 | 3.227 | 9.7694 | 0 | 5.3678 | 2.6499 | 0.45998
37 | 2046 | 91.1183 | 56.9022 | 119.1446 | 95.6636 | 80.1278 | 61.9036 | 37.5961 | 37.5961 | 113.8199 | 0 | 62.5386 | 30.8725 | 5.4583 |  | 37 | 2046 | 7.9829 | 4.9852 | 10.4383 | 8.3811 | 7.02 | 5.4234 | 3.2938 | 3.2938 | 9.9718 | 0 | 5.479 | 2.7048 | 0.47821
PY Selection | PY20 | [14 empty] | PY Selection | PY20
|  | Penn Power Zone Summer ($/MWh) |  | Penn Power Zone Winter ($/MWh) |  | Penn Power DLC Zone Shoulder ($/MWh) |  | Penn Power Generation Capacity ($/kW/year) |  | Penn Power Transmission Capacity ($/kW/year) |  | Penn Power Distribution Capacity ($/kW/year) |  | Avoided Natural Gas Fuel Costs ($/MMBTU) |  |  |  | Penn Power Zone Summer ($/MWh) |  | Penn Power Zone Winter ($/MWh) |  | Penn Power DLC Zone Shoulder ($/MWh) |  | Penn Power Generation Capacity ($/kW/year) |  | Penn Power Transmission Capacity ($/kW/year) |  | Penn Power Distribution Capacity ($/kW/year) |  | Avoided Natural Gas Fuel Costs ($/MMBTU)
PA ACT 129 Program Year | Year | Summer On-Peak | Summer Off-Peak | Winter On-Peak | Winter Off-Peak | Shoulder On-Peak | Shoulder Off-Peak | Summer | Winter | Summer | Winter | Summer | Winter |  |  | PA ACT 129 Program Year | Year | Summer On-Peak | Summer Off-Peak | Winter On-Peak | Winter Off-Peak | Shoulder On-Peak | Shoulder Off-Peak | Summer | Winter | Summer | Winter | Summer | Winter
18 | 2027 | 0 | 0 | 0 | 0 | 0 | 0 | 0 | 0 | 0 | 0 | 0 | 0 | 0 | Segment 1 | 18 | 2027 | 0 | 0 | 0 | 0 | 0 | 0 | 0 | 0 | 0 | 0 | 0 | 0 | 0 | Segment 1
19 | 2028 | 0 | 0 | 0 | 0 | 0 | 0 | 0 | 0 | 0 | 0 | 0 | 0 | 0 |  | 19 | 2028 | 0 | 0 | 0 | 0 | 0 | 0 | 0 | 0 | 0 | 0 | 0 | 0 | 0
20 | 2029 | 90.4181 | 60.6411 | 99.0846 | 86.0246 | 76.3007 | 63.1652 | 34.1516 | 34.1516 | 80.3227 | 0 | 45.1723 | 19.3328 | 3.5623 |  | 20 | 2029 | 7.9216 | 5.3128 | 8.6809 | 7.5367 | 6.6847 | 5.5339 | 2.992 | 2.992 | 7.0371 | 0 | 3.9576 | 1.6938 | 0.3121
21 | 2030 | 99.8757 | 72.0075 | 111.3183 | 97.6052 | 89.3799 | 74.9259 | 34.8512 | 34.8512 | 81.9867 | 0 | 45.792 | 20.5734 | 3.4178 |  | 21 | 2030 | 8.7502 | 6.3086 | 9.7527 | 8.5512 | 7.8306 | 6.5643 | 3.0533 | 3.0533 | 7.1829 | 0 | 4.0119 | 1.8024 | 0.29943
22 | 2031 | 107.6408 | 78.7017 | 114.6851 | 103.0135 | 94.0664 | 81.9237 | 35.5672 | 35.5672 | 83.6851 | 0 | 45.9809 | 22.6987 | 3.3679 | Segment 2 | 22 | 2031 | 9.4305 | 6.8951 | 10.0476 | 9.0251 | 8.2412 | 7.1774 | 3.1161 | 3.1161 | 7.3317 | 0 | 4.0284 | 1.9886 | 0.29507 | Segment 2
23 | 2032 | 106.436 | 77.5386 | 116.0279 | 103.6048 | 93.5101 | 81.2072 | 36.2998 | 36.2998 | 85.4186 | 0 | 46.9335 | 23.169 | 3.4332 |  | 23 | 2032 | 9.3249 | 6.7932 | 10.1653 | 9.0769 | 8.1925 | 7.1146 | 3.1802 | 3.1802 | 7.4836 | 0 | 4.1119 | 2.0298 | 0.30078
24 | 2033 | 73.9904 | 44.398 | 85.5449 | 71.8158 | 61.0923 | 48.0858 | 28.7993 | 28.7993 | 87.1881 | 0 | 47.9057 | 23.6489 | 3.6809 |  | 24 | 2033 | 6.4823 | 3.8897 | 7.4946 | 6.2918 | 5.3523 | 4.2128 | 2.5231 | 2.5231 | 7.6386 | 0 | 4.197 | 2.0719 | 0.32248
25 | 2034 | 76.8795 | 46.4359 | 90.937 | 75.5774 | 64.3054 | 50.3468 | 29.3959 | 29.3959 | 88.9942 | 0 | 48.8981 | 24.1388 | 3.9953 |  | 25 | 2034 | 6.7355 | 4.0683 | 7.967 | 6.6214 | 5.6338 | 4.4109 | 2.5754 | 2.5754 | 7.7968 | 0 | 4.284 | 2.1148 | 0.35003
26 | 2035 | 79.6686 | 48.4059 | 95.9865 | 79.1041 | 67.5165 | 52.6074 | 30.0048 | 30.0048 | 90.8378 | 0 | 49.911 | 24.6388 | 4.2978 |  | 26 | 2035 | 6.9798 | 4.2409 | 8.4094 | 6.9304 | 5.9152 | 4.609 | 2.6287 | 2.6287 | 7.9583 | 0 | 4.3727 | 2.1586 | 0.37653
27 | 2036 | 82.2539 | 50.2365 | 100.5462 | 82.2945 | 70.2562 | 54.5444 | 30.6264 | 30.6264 | 92.7195 | 0 | 50.945 | 25.1493 | 4.567 |  | 27 | 2036 | 7.2063 | 4.4012 | 8.8089 | 7.2099 | 6.1552 | 4.7787 | 2.6832 | 2.6832 | 8.1232 | 0 | 4.4633 | 2.2033 | 0.40011
28 | 2037 | 83.8182 | 51.365 | 103.7284 | 84.5372 | 71.9677 | 55.7743 | 31.2608 | 31.2608 | 94.6403 | 0 | 52.0003 | 25.6702 | 4.735 | Segment 3 | 28 | 2037 | 7.3434 | 4.5001 | 9.0877 | 7.4063 | 6.3051 | 4.8864 | 2.7388 | 2.7388 | 8.2915 | 0 | 4.5558 | 2.249 | 0.41483 | Segment 3
29 | 2038 | 83.2089 | 50.9977 | 102.0054 | 83.4028 | 71.2404 | 55.3257 | 31.9084 | 31.9084 | 96.6008 | 0 | 53.0775 | 26.202 | 4.6357 |  | 29 | 2038 | 7.29 | 4.4679 | 8.9367 | 7.307 | 6.2414 | 4.8471 | 2.7955 | 2.7955 | 8.4632 | 0 | 4.6502 | 2.2956 | 0.40614
30 | 2039 | 82.7912 | 50.7634 | 100.7436 | 82.5871 | 70.7332 | 55.0297 | 32.5694 | 32.5694 | 98.6019 | 0 | 54.1771 | 26.7448 | 4.5605 |  | 30 | 2039 | 7.2534 | 4.4474 | 8.8262 | 7.2355 | 6.197 | 4.8212 | 2.8534 | 2.8534 | 8.6386 | 0 | 4.7465 | 2.3431 | 0.39955
31 | 2040 | 83.2167 | 51.1108 | 101.5287 | 83.1822 | 71.1969 | 55.4034 | 33.2441 | 33.2441 | 100.6445 | 0 | 55.2994 | 27.2988 | 4.5925 |  | 31 | 2040 | 7.2907 | 4.4778 | 8.895 | 7.2876 | 6.2376 | 4.8539 | 2.9125 | 2.9125 | 8.8175 | 0 | 4.8448 | 2.3917 | 0.40235
32 | 2041 | 84.5349 | 52.074 | 104.4809 | 85.2708 | 72.6882 | 56.4859 | 33.9328 | 33.9328 | 102.7294 | 0 | 56.4449 | 27.8643 | 4.7382 |  | 32 | 2041 | 7.4062 | 4.5622 | 9.1536 | 7.4706 | 6.3683 | 4.9488 | 2.9729 | 2.9729 | 9.0002 | 0 | 4.9452 | 2.4412 | 0.41511
33 | 2042 | 85.9905 | 53.133 | 107.7622 | 87.5871 | 74.3372 | 57.6781 | 34.6357 | 34.6357 | 104.8575 | 0 | 57.6142 | 28.4415 | 4.9009 |  | 33 | 2042 | 7.5337 | 4.655 | 9.4411 | 7.6735 | 6.5127 | 5.0532 | 3.0345 | 3.0345 | 9.1866 | 0 | 5.0476 | 2.4918 | 0.42937
34 | 2043 | 87.4875 | 54.2216 | 111.139 | 89.9703 | 76.0334 | 58.9038 | 35.3532 | 35.3532 | 107.0296 | 0 | 58.8077 | 29.0307 | 5.0684 |  | 34 | 2043 | 7.6648 | 4.7504 | 9.737 | 7.8823 | 6.6613 | 5.1606 | 3.0973 | 3.0973 | 9.3769 | 0 | 5.1522 | 2.5434 | 0.44405
35 | 2044 | 88.5087 | 54.9837 | 113.353 | 91.5538 | 77.181 | 59.753 | 36.0855 | 36.0855 | 109.2468 | 0 | 60.0259 | 29.6321 | 5.1747 |  | 35 | 2044 | 7.7543 | 4.8172 | 9.9309 | 8.0211 | 6.7619 | 5.235 | 3.1615 | 3.1615 | 9.5712 | 0 | 5.2589 | 2.5961 | 0.45336
36 | 2045 | 89.2933 | 55.5841 | 114.9858 | 92.7383 | 78.0555 | 60.4153 | 36.8331 | 36.8331 | 111.5099 | 0 | 61.2694 | 30.246 | 5.2503 |  | 36 | 2045 | 7.823 | 4.8698 | 10.074 | 8.1249 | 6.8385 | 5.293 | 3.227 | 3.227 | 9.7694 | 0 | 5.3678 | 2.6499 | 0.45998
37 | 2046 | 91.1183 | 56.9022 | 119.1446 | 95.6636 | 80.1278 | 61.9036 | 37.5961 | 37.5961 | 113.8199 | 0 | 62.5386 | 30.8725 | 5.4583 |  | 37 | 2046 | 7.9829 | 4.9852 | 10.4383 | 8.3811 | 7.02 | 5.4234 | 3.2938 | 3.2938 | 9.9718 | 0 | 5.479 | 2.7048 | 0.47821
PY Selection | PY21 | [14 empty] | PY Selection | PY21
|  | Penn Power Zone Summer ($/MWh) |  | Penn Power Zone Winter ($/MWh) |  | Penn Power DLC Zone Shoulder ($/MWh) |  | Penn Power Generation Capacity ($/kW/year) |  | Penn Power Transmission Capacity ($/kW/year) |  | Penn Power Distribution Capacity ($/kW/year) |  | Avoided Natural Gas Fuel Costs ($/MMBTU) |  |  |  | Penn Power Zone Summer ($/MWh) |  | Penn Power Zone Winter ($/MWh) |  | Penn Power DLC Zone Shoulder ($/MWh) |  | Penn Power Generation Capacity ($/kW/year) |  | Penn Power Transmission Capacity ($/kW/year) |  | Penn Power Distribution Capacity ($/kW/year) |  | Avoided Natural Gas Fuel Costs ($/MMBTU)
PA ACT 129 Program Year | Year | Summer On-Peak | Summer Off-Peak | Winter On-Peak | Winter Off-Peak | Shoulder On-Peak | Shoulder Off-Peak | Summer | Winter | Summer | Winter | Summer | Winter |  |  | PA ACT 129 Program Year | Year | Summer On-Peak | Summer Off-Peak | Winter On-Peak | Winter Off-Peak | Shoulder On-Peak | Shoulder Off-Peak | Summer | Winter | Summer | Winter | Summer | Winter
18 | 2027 | 0 | 0 | 0 | 0 | 0 | 0 | 0 | 0 | 0 | 0 | 0 | 0 | 0 | Segment 1 | 18 | 2027 | 0 | 0 | 0 | 0 | 0 | 0 | 0 | 0 | 0 | 0 | 0 | 0 | 0 | Segment 1
19 | 2028 | 0 | 0 | 0 | 0 | 0 | 0 | 0 | 0 | 0 | 0 | 0 | 0 | 0 |  | 19 | 2028 | 0 | 0 | 0 | 0 | 0 | 0 | 0 | 0 | 0 | 0 | 0 | 0 | 0
20 | 2029 | 0 | 0 | 0 | 0 | 0 | 0 | 0 | 0 | 0 | 0 | 0 | 0 | 0 |  | 20 | 2029 | 0 | 0 | 0 | 0 | 0 | 0 | 0 | 0 | 0 | 0 | 0 | 0 | 0
21 | 2030 | 90.2857 | 62.4175 | 101.7283 | 88.0152 | 79.7899 | 65.3359 | 34.8512 | 34.8512 | 81.9867 | 0 | 45.792 | 20.5734 | 3.4178 |  | 21 | 2030 | 7.91 | 5.4684 | 8.9125 | 7.7111 | 6.9904 | 5.7241 | 3.0533 | 3.0533 | 7.1829 | 0 | 4.0119 | 1.8024 | 0.29943
22 | 2031 | 100.6408 | 71.7017 | 107.6851 | 96.0135 | 87.0664 | 74.9237 | 35.5672 | 35.5672 | 83.6851 | 0 | 45.9809 | 22.6987 | 3.3679 | Segment 2 | 22 | 2031 | 8.8172 | 6.2818 | 9.4343 | 8.4118 | 7.6279 | 6.5641 | 3.1161 | 3.1161 | 7.3317 | 0 | 4.0284 | 1.9886 | 0.29507 | Segment 2
23 | 2032 | 109.916 | 81.0186 | 119.5079 | 107.0848 | 96.9901 | 84.6872 | 36.2998 | 36.2998 | 85.4186 | 0 | 46.9335 | 23.169 | 3.4332 |  | 23 | 2032 | 9.6298 | 7.0981 | 10.4702 | 9.3818 | 8.4974 | 7.4195 | 3.1802 | 3.1802 | 7.4836 | 0 | 4.1119 | 2.0298 | 0.30078
24 | 2033 | 110.1304 | 80.538 | 121.6849 | 107.9558 | 97.2323 | 84.2258 | 37.0443 | 37.0443 | 87.1881 | 0 | 47.9057 | 23.6489 | 3.6809 |  | 24 | 2033 | 9.6486 | 7.056 | 10.6609 | 9.4581 | 8.5186 | 7.3791 | 3.2455 | 3.2455 | 7.6386 | 0 | 4.197 | 2.0719 | 0.32248
25 | 2034 | 76.8795 | 46.4359 | 90.937 | 75.5774 | 64.3054 | 50.3468 | 29.3959 | 29.3959 | 88.9942 | 0 | 48.8981 | 24.1388 | 3.9953 |  | 25 | 2034 | 6.7355 | 4.0683 | 7.967 | 6.6214 | 5.6338 | 4.4109 | 2.5754 | 2.5754 | 7.7968 | 0 | 4.284 | 2.1148 | 0.35003
26 | 2035 | 79.6686 | 48.4059 | 95.9865 | 79.1041 | 67.5165 | 52.6074 | 30.0048 | 30.0048 | 90.8378 | 0 | 49.911 | 24.6388 | 4.2978 |  | 26 | 2035 | 6.9798 | 4.2409 | 8.4094 | 6.9304 | 5.9152 | 4.609 | 2.6287 | 2.6287 | 7.9583 | 0 | 4.3727 | 2.1586 | 0.37653
27 | 2036 | 82.2539 | 50.2365 | 100.5462 | 82.2945 | 70.2562 | 54.5444 | 30.6264 | 30.6264 | 92.7195 | 0 | 50.945 | 25.1493 | 4.567 |  | 27 | 2036 | 7.2063 | 4.4012 | 8.8089 | 7.2099 | 6.1552 | 4.7787 | 2.6832 | 2.6832 | 8.1232 | 0 | 4.4633 | 2.2033 | 0.40011
28 | 2037 | 83.8182 | 51.365 | 103.7284 | 84.5372 | 71.9677 | 55.7743 | 31.2608 | 31.2608 | 94.6403 | 0 | 52.0003 | 25.6702 | 4.735 | Segment 3 | 28 | 2037 | 7.3434 | 4.5001 | 9.0877 | 7.4063 | 6.3051 | 4.8864 | 2.7388 | 2.7388 | 8.2915 | 0 | 4.5558 | 2.249 | 0.41483 | Segment 3
29 | 2038 | 83.2089 | 50.9977 | 102.0054 | 83.4028 | 71.2404 | 55.3257 | 31.9084 | 31.9084 | 96.6008 | 0 | 53.0775 | 26.202 | 4.6357 |  | 29 | 2038 | 7.29 | 4.4679 | 8.9367 | 7.307 | 6.2414 | 4.8471 | 2.7955 | 2.7955 | 8.4632 | 0 | 4.6502 | 2.2956 | 0.40614
30 | 2039 | 82.7912 | 50.7634 | 100.7436 | 82.5871 | 70.7332 | 55.0297 | 32.5694 | 32.5694 | 98.6019 | 0 | 54.1771 | 26.7448 | 4.5605 |  | 30 | 2039 | 7.2534 | 4.4474 | 8.8262 | 7.2355 | 6.197 | 4.8212 | 2.8534 | 2.8534 | 8.6386 | 0 | 4.7465 | 2.3431 | 0.39955
31 | 2040 | 83.2167 | 51.1108 | 101.5287 | 83.1822 | 71.1969 | 55.4034 | 33.2441 | 33.2441 | 100.6445 | 0 | 55.2994 | 27.2988 | 4.5925 |  | 31 | 2040 | 7.2907 | 4.4778 | 8.895 | 7.2876 | 6.2376 | 4.8539 | 2.9125 | 2.9125 | 8.8175 | 0 | 4.8448 | 2.3917 | 0.40235
32 | 2041 | 84.5349 | 52.074 | 104.4809 | 85.2708 | 72.6882 | 56.4859 | 33.9328 | 33.9328 | 102.7294 | 0 | 56.4449 | 27.8643 | 4.7382 |  | 32 | 2041 | 7.4062 | 4.5622 | 9.1536 | 7.4706 | 6.3683 | 4.9488 | 2.9729 | 2.9729 | 9.0002 | 0 | 4.9452 | 2.4412 | 0.41511
33 | 2042 | 85.9905 | 53.133 | 107.7622 | 87.5871 | 74.3372 | 57.6781 | 34.6357 | 34.6357 | 104.8575 | 0 | 57.6142 | 28.4415 | 4.9009 |  | 33 | 2042 | 7.5337 | 4.655 | 9.4411 | 7.6735 | 6.5127 | 5.0532 | 3.0345 | 3.0345 | 9.1866 | 0 | 5.0476 | 2.4918 | 0.42937
34 | 2043 | 87.4875 | 54.2216 | 111.139 | 89.9703 | 76.0334 | 58.9038 | 35.3532 | 35.3532 | 107.0296 | 0 | 58.8077 | 29.0307 | 5.0684 |  | 34 | 2043 | 7.6648 | 4.7504 | 9.737 | 7.8823 | 6.6613 | 5.1606 | 3.0973 | 3.0973 | 9.3769 | 0 | 5.1522 | 2.5434 | 0.44405
35 | 2044 | 88.5087 | 54.9837 | 113.353 | 91.5538 | 77.181 | 59.753 | 36.0855 | 36.0855 | 109.2468 | 0 | 60.0259 | 29.6321 | 5.1747 |  | 35 | 2044 | 7.7543 | 4.8172 | 9.9309 | 8.0211 | 6.7619 | 5.235 | 3.1615 | 3.1615 | 9.5712 | 0 | 5.2589 | 2.5961 | 0.45336
36 | 2045 | 89.2933 | 55.5841 | 114.9858 | 92.7383 | 78.0555 | 60.4153 | 36.8331 | 36.8331 | 111.5099 | 0 | 61.2694 | 30.246 | 5.2503 |  | 36 | 2045 | 7.823 | 4.8698 | 10.074 | 8.1249 | 6.8385 | 5.293 | 3.227 | 3.227 | 9.7694 | 0 | 5.3678 | 2.6499 | 0.45998
37 | 2046 | 91.1183 | 56.9022 | 119.1446 | 95.6636 | 80.1278 | 61.9036 | 37.5961 | 37.5961 | 113.8199 | 0 | 62.5386 | 30.8725 | 5.4583 |  | 37 | 2046 | 7.9829 | 4.9852 | 10.4383 | 8.3811 | 7.02 | 5.4234 | 3.2938 | 3.2938 | 9.9718 | 0 | 5.479 | 2.7048 | 0.47821
PY Selection | PY22 | [14 empty] | PY Selection | PY22
|  | Penn Power Zone Summer ($/MWh) |  | Penn Power Zone Winter ($/MWh) |  | Penn Power DLC Zone Shoulder ($/MWh) |  | Penn Power Generation Capacity ($/kW/year) |  | Penn Power Transmission Capacity ($/kW/year) |  | Penn Power Distribution Capacity ($/kW/year) |  | Avoided Natural Gas Fuel Costs ($/MMBTU) |  |  |  | Penn Power Zone Summer ($/MWh) |  | Penn Power Zone Winter ($/MWh) |  | Penn Power DLC Zone Shoulder ($/MWh) |  | Penn Power Generation Capacity ($/kW/year) |  | Penn Power Transmission Capacity ($/kW/year) |  | Penn Power Distribution Capacity ($/kW/year) |  | Avoided Natural Gas Fuel Costs ($/MMBTU)
PA ACT 129 Program Year | Year | Summer On-Peak | Summer Off-Peak | Winter On-Peak | Winter Off-Peak | Shoulder On-Peak | Shoulder Off-Peak | Summer | Winter | Summer | Winter | Summer | Winter |  |  | PA ACT 129 Program Year | Year | Summer On-Peak | Summer Off-Peak | Winter On-Peak | Winter Off-Peak | Shoulder On-Peak | Shoulder Off-Peak | Summer | Winter | Summer | Winter | Summer | Winter
18 | 2027 | 0 | 0 | 0 | 0 | 0 | 0 | 0 | 0 | 0 | 0 | 0 | 0 | 0 | Segment 1 | 18 | 2027 | 0 | 0 | 0 | 0 | 0 | 0 | 0 | 0 | 0 | 0 | 0 | 0 | 0 | Segment 1
19 | 2028 | 0 | 0 | 0 | 0 | 0 | 0 | 0 | 0 | 0 | 0 | 0 | 0 | 0 |  | 19 | 2028 | 0 | 0 | 0 | 0 | 0 | 0 | 0 | 0 | 0 | 0 | 0 | 0 | 0
20 | 2029 | 0 | 0 | 0 | 0 | 0 | 0 | 0 | 0 | 0 | 0 | 0 | 0 | 0 |  | 20 | 2029 | 0 | 0 | 0 | 0 | 0 | 0 | 0 | 0 | 0 | 0 | 0 | 0 | 0
21 | 2030 | 0 | 0 | 0 | 0 | 0 | 0 | 0 | 0 | 0 | 0 | 0 | 0 | 0 |  | 21 | 2030 | 0 | 0 | 0 | 0 | 0 | 0 | 0 | 0 | 0 | 0 | 0 | 0 | 0
22 | 2031 | 90.5008 | 61.5617 | 97.5451 | 85.8735 | 76.9264 | 64.7837 | 35.5672 | 35.5672 | 83.6851 | 0 | 45.9809 | 22.6987 | 3.3679 | Segment 2 | 22 | 2031 | 7.9288 | 5.3935 | 8.546 | 7.5234 | 6.7396 | 5.6757 | 3.1161 | 3.1161 | 7.3317 | 0 | 4.0284 | 1.9886 | 0.29507 | Segment 2
23 | 2032 | 102.486 | 73.5886 | 112.0779 | 99.6548 | 89.5601 | 77.2572 | 36.2998 | 36.2998 | 85.4186 | 0 | 46.9335 | 23.169 | 3.4332 |  | 23 | 2032 | 8.9789 | 6.4471 | 9.8192 | 8.7308 | 7.8464 | 6.7685 | 3.1802 | 3.1802 | 7.4836 | 0 | 4.1119 | 2.0298 | 0.30078
24 | 2033 | 113.7404 | 84.148 | 125.2949 | 111.5658 | 100.8423 | 87.8358 | 37.0443 | 37.0443 | 87.1881 | 0 | 47.9057 | 23.6489 | 3.6809 |  | 24 | 2033 | 9.9649 | 7.3722 | 10.9772 | 9.7743 | 8.8348 | 7.6953 | 3.2455 | 3.2455 | 7.6386 | 0 | 4.197 | 2.0719 | 0.32248
25 | 2034 | 114.3795 | 83.9359 | 128.437 | 113.0774 | 101.8054 | 87.8468 | 37.8059 | 37.8059 | 88.9942 | 0 | 48.8981 | 24.1388 | 3.9953 |  | 25 | 2034 | 10.0209 | 7.3537 | 11.2524 | 9.9068 | 8.9192 | 7.6963 | 3.3122 | 3.3122 | 7.7968 | 0 | 4.284 | 2.1148 | 0.35003
26 | 2035 | 79.6686 | 48.4059 | 95.9865 | 79.1041 | 67.5165 | 52.6074 | 30.0048 | 30.0048 | 90.8378 | 0 | 49.911 | 24.6388 | 4.2978 |  | 26 | 2035 | 6.9798 | 4.2409 | 8.4094 | 6.9304 | 5.9152 | 4.609 | 2.6287 | 2.6287 | 7.9583 | 0 | 4.3727 | 2.1586 | 0.37653
27 | 2036 | 82.2539 | 50.2365 | 100.5462 | 82.2945 | 70.2562 | 54.5444 | 30.6264 | 30.6264 | 92.7195 | 0 | 50.945 | 25.1493 | 4.567 |  | 27 | 2036 | 7.2063 | 4.4012 | 8.8089 | 7.2099 | 6.1552 | 4.7787 | 2.6832 | 2.6832 | 8.1232 | 0 | 4.4633 | 2.2033 | 0.40011
28 | 2037 | 83.8182 | 51.365 | 103.7284 | 84.5372 | 71.9677 | 55.7743 | 31.2608 | 31.2608 | 94.6403 | 0 | 52.0003 | 25.6702 | 4.735 | Segment 3 | 28 | 2037 | 7.3434 | 4.5001 | 9.0877 | 7.4063 | 6.3051 | 4.8864 | 2.7388 | 2.7388 | 8.2915 | 0 | 4.5558 | 2.249 | 0.41483 | Segment 3
29 | 2038 | 83.2089 | 50.9977 | 102.0054 | 83.4028 | 71.2404 | 55.3257 | 31.9084 | 31.9084 | 96.6008 | 0 | 53.0775 | 26.202 | 4.6357 |  | 29 | 2038 | 7.29 | 4.4679 | 8.9367 | 7.307 | 6.2414 | 4.8471 | 2.7955 | 2.7955 | 8.4632 | 0 | 4.6502 | 2.2956 | 0.40614
30 | 2039 | 82.7912 | 50.7634 | 100.7436 | 82.5871 | 70.7332 | 55.0297 | 32.5694 | 32.5694 | 98.6019 | 0 | 54.1771 | 26.7448 | 4.5605 |  | 30 | 2039 | 7.2534 | 4.4474 | 8.8262 | 7.2355 | 6.197 | 4.8212 | 2.8534 | 2.8534 | 8.6386 | 0 | 4.7465 | 2.3431 | 0.39955
31 | 2040 | 83.2167 | 51.1108 | 101.5287 | 83.1822 | 71.1969 | 55.4034 | 33.2441 | 33.2441 | 100.6445 | 0 | 55.2994 | 27.2988 | 4.5925 |  | 31 | 2040 | 7.2907 | 4.4778 | 8.895 | 7.2876 | 6.2376 | 4.8539 | 2.9125 | 2.9125 | 8.8175 | 0 | 4.8448 | 2.3917 | 0.40235
32 | 2041 | 84.5349 | 52.074 | 104.4809 | 85.2708 | 72.6882 | 56.4859 | 33.9328 | 33.9328 | 102.7294 | 0 | 56.4449 | 27.8643 | 4.7382 |  | 32 | 2041 | 7.4062 | 4.5622 | 9.1536 | 7.4706 | 6.3683 | 4.9488 | 2.9729 | 2.9729 | 9.0002 | 0 | 4.9452 | 2.4412 | 0.41511
33 | 2042 | 85.9905 | 53.133 | 107.7622 | 87.5871 | 74.3372 | 57.6781 | 34.6357 | 34.6357 | 104.8575 | 0 | 57.6142 | 28.4415 | 4.9009 |  | 33 | 2042 | 7.5337 | 4.655 | 9.4411 | 7.6735 | 6.5127 | 5.0532 | 3.0345 | 3.0345 | 9.1866 | 0 | 5.0476 | 2.4918 | 0.42937
34 | 2043 | 87.4875 | 54.2216 | 111.139 | 89.9703 | 76.0334 | 58.9038 | 35.3532 | 35.3532 | 107.0296 | 0 | 58.8077 | 29.0307 | 5.0684 |  | 34 | 2043 | 7.6648 | 4.7504 | 9.737 | 7.8823 | 6.6613 | 5.1606 | 3.0973 | 3.0973 | 9.3769 | 0 | 5.1522 | 2.5434 | 0.44405
35 | 2044 | 88.5087 | 54.9837 | 113.353 | 91.5538 | 77.181 | 59.753 | 36.0855 | 36.0855 | 109.2468 | 0 | 60.0259 | 29.6321 | 5.1747 |  | 35 | 2044 | 7.7543 | 4.8172 | 9.9309 | 8.0211 | 6.7619 | 5.235 | 3.1615 | 3.1615 | 9.5712 | 0 | 5.2589 | 2.5961 | 0.45336
36 | 2045 | 89.2933 | 55.5841 | 114.9858 | 92.7383 | 78.0555 | 60.4153 | 36.8331 | 36.8331 | 111.5099 | 0 | 61.2694 | 30.246 | 5.2503 |  | 36 | 2045 | 7.823 | 4.8698 | 10.074 | 8.1249 | 6.8385 | 5.293 | 3.227 | 3.227 | 9.7694 | 0 | 5.3678 | 2.6499 | 0.45998
37 | 2046 | 91.1183 | 56.9022 | 119.1446 | 95.6636 | 80.1278 | 61.9036 | 37.5961 | 37.5961 | 113.8199 | 0 | 62.5386 | 30.8725 | 5.4583 |  | 37 | 2046 | 7.9829 | 4.9852 | 10.4383 | 8.3811 | 7.02 | 5.4234 | 3.2938 | 3.2938 | 9.9718 | 0 | 5.479 | 2.7048 | 0.47821

## West Penn non-LI
Values from Results of ACC Model | [15 empty] | CALCULATIONS
PY Selection | PY18 |  | SWE Note: This data excludes avoided energy costs from the Arrearages study. Please refer to the 'LI Output' tab for avoided costs to be used for Low Income programs only. | [12 empty] | PY Selection | PY18 |  | SWE Note: This data excludes avoided energy costs from the Arrearages study. Please refer to the 'LI Output' tab for avoided costs to be used for Low Income programs only.
|  | West Penn Zone Summer ($/MWh) |  | West Penn Zone Winter ($/MWh) |  | West Penn DLC Zone Shoulder ($/MWh) |  | West Penn Generation Capacity ($/kW/year) |  | West Penn Transmission Capacity ($/kW/year) |  | West Penn Distribution Capacity ($/kW/year) |  | Avoided Natural Gas Fuel Costs ($/MMBTU) |  |  |  | West Penn Zone Summer ($/MWh) |  | West Penn Zone Winter ($/MWh) |  | West Penn DLC Zone Shoulder ($/MWh) |  | West Penn Generation Capacity ($/kW/year) |  | West Penn Transmission Capacity ($/kW/year) |  | West Penn Distribution Capacity ($/kW/year) |  | Avoided Natural Gas Fuel Costs ($/MMBTU)
PA ACT 129 Program Year | Year | Summer On-Peak | Summer Off-Peak | Winter On-Peak | Winter Off-Peak | Shoulder On-Peak | Shoulder Off-Peak | Summer | Winter | Summer | Winter | Summer | Winter |  |  | PA ACT 129 Program Year | Year | Summer On-Peak | Summer Off-Peak | Winter On-Peak | Winter Off-Peak | Shoulder On-Peak | Shoulder Off-Peak | Summer | Winter | Summer | Winter | Summer | Winter
18 | 2027 | 87.6463 | 57.8627 | 91.9283 | 79.9511 | 74.1227 | 61.609 | 72.5935 | 72.5935 | 8.8289 | 8.8289 | 41.2452 | 5.0498 | 3.7538 | Segment 1 | 18 | 2027 | 32.8715 | 21.7013 | 34.4775 | 29.9855 | 27.7995 | 23.1063 | 27.226 | 27.226 | 3.3112 | 3.3112 | 15.4689 | 1.8939 | 1.4078 | Segment 1
19 | 2028 | 97.2847 | 65.6319 | 104.8103 | 92.1235 | 83.1536 | 70.614 | 38.7631 | 38.7631 | 9.0118 | 9.0118 | 46.2659 | 6.0599 | 3.678 |  | 19 | 2028 | 36.4864 | 24.6151 | 39.3088 | 34.5507 | 31.1866 | 26.4836 | 14.538 | 14.538 | 3.3798 | 3.3798 | 17.3519 | 2.2728 | 1.3794
20 | 2029 | 104.354 | 73.5735 | 113.3127 | 99.8124 | 89.7608 | 76.1827 | 39.5566 | 39.5566 | 9.1985 | 9.1985 | 51.8853 | 7.0145 | 3.5623 |  | 20 | 2029 | 39.1377 | 27.5936 | 42.4976 | 37.4344 | 33.6646 | 28.5721 | 14.8356 | 14.8356 | 3.4499 | 3.4499 | 19.4595 | 2.6308 | 1.336
21 | 2030 | 102.08 | 73.2726 | 113.9082 | 99.733 | 91.2305 | 76.2893 | 40.3662 | 40.3662 | 9.389 | 9.389 | 56.9182 | 7.929 | 3.4178 |  | 21 | 2030 | 38.2848 | 27.4807 | 42.721 | 37.4046 | 34.2157 | 28.6121 | 15.1392 | 15.1392 | 3.5213 | 3.5213 | 21.347 | 2.9737 | 1.2818
22 | 2031 | 73.8538 | 43.9079 | 81.1692 | 69.0622 | 59.8376 | 47.2493 | 27.6422 | 27.6422 | 9.5835 | 9.5835 | 62.1946 | 9.0186 | 3.3679 | Segment 2 | 22 | 2031 | 27.6987 | 16.4675 | 30.4423 | 25.9016 | 22.4419 | 17.7207 | 10.3671 | 10.3671 | 3.5943 | 3.5943 | 23.3259 | 3.3824 | 1.2631 | Segment 2
23 | 2032 | 73.869 | 43.9647 | 83.7321 | 70.8736 | 60.5013 | 47.7528 | 28.2148 | 28.2148 | 9.782 | 9.782 | 63.483 | 9.2055 | 3.4332 |  | 23 | 2032 | 27.7044 | 16.4889 | 31.4035 | 26.5809 | 22.6909 | 17.9095 | 10.5819 | 10.5819 | 3.6687 | 3.6687 | 23.8091 | 3.4525 | 1.2876
24 | 2033 | 76.2534 | 45.6541 | 88.0791 | 73.9145 | 62.9135 | 49.4613 | 28.7993 | 28.7993 | 9.9847 | 9.9847 | 64.7981 | 9.3962 | 3.6809 |  | 24 | 2033 | 28.5986 | 17.1225 | 33.0338 | 27.7215 | 23.5956 | 18.5503 | 10.8011 | 10.8011 | 3.7447 | 3.7447 | 24.3023 | 3.524 | 1.3805
25 | 2034 | 79.1425 | 47.692 | 93.4712 | 77.6762 | 66.1266 | 51.7223 | 29.3959 | 29.3959 | 10.1915 | 10.1915 | 66.1404 | 9.5908 | 3.9953 |  | 25 | 2034 | 29.6822 | 17.8868 | 35.0561 | 29.1322 | 24.8006 | 19.3983 | 11.0248 | 11.0248 | 3.8223 | 3.8223 | 24.8058 | 3.597 | 1.4984
26 | 2035 | 81.9316 | 49.662 | 98.5207 | 81.2028 | 69.3377 | 53.983 | 30.0048 | 30.0048 | 10.4026 | 10.4026 | 67.5105 | 9.7895 | 4.2978 |  | 26 | 2035 | 30.7282 | 18.6256 | 36.9499 | 30.4549 | 26.0049 | 20.2462 | 11.2532 | 11.2532 | 3.9015 | 3.9015 | 25.3196 | 3.6715 | 1.6119
27 | 2036 | 84.5169 | 51.4926 | 103.0804 | 84.3932 | 72.0774 | 55.9199 | 30.6264 | 30.6264 | 10.6181 | 10.6181 | 68.909 | 9.9923 | 4.567 |  | 27 | 2036 | 31.6978 | 19.3122 | 38.66 | 31.6514 | 27.0325 | 20.9726 | 11.4863 | 11.4863 | 3.9823 | 3.9823 | 25.8441 | 3.7476 | 1.7128
28 | 2037 | 86.0812 | 52.6212 | 106.2626 | 86.6359 | 73.7889 | 57.1498 | 31.2608 | 31.2608 | 10.8381 | 10.8381 | 70.3365 | 10.1993 | 4.735 | Segment 3 | 28 | 2037 | 32.2845 | 19.7354 | 39.8535 | 32.4926 | 27.6743 | 21.4339 | 11.7243 | 11.7243 | 4.0648 | 4.0648 | 26.3795 | 3.8252 | 1.7758 | Segment 3
29 | 2038 | 85.4719 | 52.2539 | 104.5396 | 85.5015 | 73.0617 | 56.7012 | 31.9084 | 31.9084 | 11.0626 | 11.0626 | 71.7935 | 10.4106 | 4.6357 |  | 29 | 2038 | 32.056 | 19.5977 | 39.2073 | 32.0671 | 27.4016 | 21.2656 | 11.9672 | 11.9672 | 4.149 | 4.149 | 26.926 | 3.9045 | 1.7386
30 | 2039 | 85.0542 | 52.0195 | 103.2777 | 84.6859 | 72.5545 | 56.4053 | 32.5694 | 32.5694 | 11.2918 | 11.2918 | 73.2808 | 10.6262 | 4.5605 |  | 30 | 2039 | 31.8994 | 19.5098 | 38.734 | 31.7612 | 27.2114 | 21.1546 | 12.2151 | 12.2151 | 4.2349 | 4.2349 | 27.4838 | 3.9853 | 1.7104
31 | 2040 | 85.4797 | 52.3669 | 104.0628 | 85.2809 | 73.0181 | 56.7789 | 33.2441 | 33.2441 | 11.5257 | 11.5257 | 74.7988 | 10.8463 | 4.5925 |  | 31 | 2040 | 32.0589 | 19.6401 | 39.0285 | 31.9844 | 27.3852 | 21.2948 | 12.4681 | 12.4681 | 4.3227 | 4.3227 | 28.0531 | 4.0679 | 1.7224
32 | 2041 | 86.7979 | 53.3302 | 107.0151 | 87.3695 | 74.5095 | 57.8614 | 33.9328 | 33.9328 | 11.7644 | 11.7644 | 76.3483 | 11.071 | 4.7382 |  | 32 | 2041 | 32.5533 | 20.0013 | 40.1357 | 32.7677 | 27.9446 | 21.7008 | 12.7264 | 12.7264 | 4.4122 | 4.4122 | 28.6342 | 4.1522 | 1.777
33 | 2042 | 88.2535 | 54.3891 | 110.2964 | 89.6858 | 76.1585 | 59.0536 | 34.6357 | 34.6357 | 12.0081 | 12.0081 | 77.9299 | 11.3004 | 4.9009 |  | 33 | 2042 | 33.0992 | 20.3985 | 41.3664 | 33.6364 | 28.563 | 22.1479 | 12.99 | 12.99 | 4.5036 | 4.5036 | 29.2274 | 4.2382 | 1.8381
34 | 2043 | 89.7504 | 55.4777 | 113.6732 | 92.069 | 77.8546 | 60.2794 | 35.3532 | 35.3532 | 12.2569 | 12.2569 | 79.5442 | 11.5345 | 5.0684 |  | 34 | 2043 | 33.6607 | 20.8068 | 42.6328 | 34.5302 | 29.1992 | 22.6076 | 13.2591 | 13.2591 | 4.5969 | 4.5969 | 29.8329 | 4.326 | 1.9009
35 | 2044 | 90.7717 | 56.2399 | 115.8872 | 93.6525 | 79.0022 | 61.1285 | 36.0855 | 36.0855 | 12.5108 | 12.5108 | 81.192 | 11.7734 | 5.1747 |  | 35 | 2044 | 34.0437 | 21.0926 | 43.4632 | 35.1241 | 29.6296 | 22.9261 | 13.5338 | 13.5338 | 4.6921 | 4.6921 | 30.4509 | 4.4156 | 1.9408
36 | 2045 | 91.5563 | 56.8402 | 117.52 | 94.837 | 79.8767 | 61.7908 | 36.8331 | 36.8331 | 12.77 | 12.77 | 82.874 | 12.0173 | 5.2503 |  | 36 | 2045 | 34.3379 | 21.3178 | 44.0756 | 35.5684 | 29.9576 | 23.1745 | 13.8141 | 13.8141 | 4.7893 | 4.7893 | 31.0817 | 4.5071 | 1.9691
37 | 2046 | 93.3813 | 58.1583 | 121.6788 | 97.7623 | 81.949 | 63.2792 | 37.5961 | 37.5961 | 13.0345 | 13.0345 | 84.5907 | 12.2662 | 5.4583 |  | 37 | 2046 | 35.0224 | 21.8121 | 45.6353 | 36.6655 | 30.7348 | 23.7327 | 14.1003 | 14.1003 | 4.8886 | 4.8886 | 31.7255 | 4.6004 | 2.0471
PY Selection | PY19 | [14 empty] | PY Selection | PY19
|  | West Penn Zone Summer ($/MWh) |  | West Penn Zone Winter ($/MWh) |  | West Penn DLC Zone Shoulder ($/MWh) |  | West Penn Generation Capacity ($/kW/year) |  | West Penn Transmission Capacity ($/kW/year) |  | West Penn Distribution Capacity ($/kW/year) |  | Avoided Natural Gas Fuel Costs ($/MMBTU) |  |  |  | West Penn Zone Summer ($/MWh) |  | West Penn Zone Winter ($/MWh) |  | West Penn DLC Zone Shoulder ($/MWh) |  | West Penn Generation Capacity ($/kW/year) |  | West Penn Transmission Capacity ($/kW/year) |  | West Penn Distribution Capacity ($/kW/year) |  | Avoided Natural Gas Fuel Costs ($/MMBTU)
PA ACT 129 Program Year | Year | Summer On-Peak | Summer Off-Peak | Winter On-Peak | Winter Off-Peak | Shoulder On-Peak | Shoulder Off-Peak | Summer | Winter | Summer | Winter | Summer | Winter |  |  | PA ACT 129 Program Year | Year | Summer On-Peak | Summer Off-Peak | Winter On-Peak | Winter Off-Peak | Shoulder On-Peak | Shoulder Off-Peak | Summer | Winter | Summer | Winter | Summer | Winter
18 | 2027 | 0 | 0 | 0 | 0 | 0 | 0 | 0 | 0 | 0 | 0 | 0 | 0 | 0 | Segment 1 | 18 | 2027 | 0 | 0 | 0 | 0 | 0 | 0 | 0 | 0 | 0 | 0 | 0 | 0 | 0 | Segment 1
19 | 2028 | 89.7247 | 58.0719 | 97.2503 | 84.5635 | 75.5936 | 63.054 | 38.7631 | 38.7631 | 9.0118 | 9.0118 | 46.2659 | 6.0599 | 3.678 |  | 19 | 2028 | 33.651 | 21.7797 | 36.4735 | 31.7153 | 28.3512 | 23.6482 | 14.538 | 14.538 | 3.3798 | 3.3798 | 17.3519 | 2.2728 | 1.3794
20 | 2029 | 98.804 | 68.0235 | 107.7627 | 94.2624 | 84.2108 | 70.6327 | 39.5566 | 39.5566 | 9.1985 | 9.1985 | 51.8853 | 7.0145 | 3.5623 |  | 20 | 2029 | 37.0562 | 25.512 | 40.4161 | 35.3529 | 31.583 | 26.4906 | 14.8356 | 14.8356 | 3.4499 | 3.4499 | 19.4595 | 2.6308 | 1.336
21 | 2030 | 104.82 | 76.0126 | 116.6482 | 102.473 | 93.9705 | 79.0293 | 40.3662 | 40.3662 | 9.389 | 9.389 | 56.9182 | 7.929 | 3.4178 |  | 21 | 2030 | 39.3125 | 28.5083 | 43.7486 | 38.4322 | 35.2434 | 29.6397 | 15.1392 | 15.1392 | 3.5213 | 3.5213 | 21.347 | 2.9737 | 1.2818
22 | 2031 | 102.9138 | 72.9679 | 110.2292 | 98.1222 | 88.8976 | 76.3093 | 41.1922 | 41.1922 | 9.5835 | 9.5835 | 62.1946 | 9.0186 | 3.3679 | Segment 2 | 22 | 2031 | 38.5975 | 27.3664 | 41.3412 | 36.8005 | 33.3408 | 28.6196 | 15.449 | 15.449 | 3.5943 | 3.5943 | 23.3259 | 3.3824 | 1.2631 | Segment 2
23 | 2032 | 73.869 | 43.9647 | 83.7321 | 70.8736 | 60.5013 | 47.7528 | 28.2148 | 28.2148 | 9.782 | 9.782 | 63.483 | 9.2055 | 3.4332 |  | 23 | 2032 | 27.7044 | 16.4889 | 31.4035 | 26.5809 | 22.6909 | 17.9095 | 10.5819 | 10.5819 | 3.6687 | 3.6687 | 23.8091 | 3.4525 | 1.2876
24 | 2033 | 76.2534 | 45.6541 | 88.0791 | 73.9145 | 62.9135 | 49.4613 | 28.7993 | 28.7993 | 9.9847 | 9.9847 | 64.7981 | 9.3962 | 3.6809 |  | 24 | 2033 | 28.5986 | 17.1225 | 33.0338 | 27.7215 | 23.5956 | 18.5503 | 10.8011 | 10.8011 | 3.7447 | 3.7447 | 24.3023 | 3.524 | 1.3805
25 | 2034 | 79.1425 | 47.692 | 93.4712 | 77.6762 | 66.1266 | 51.7223 | 29.3959 | 29.3959 | 10.1915 | 10.1915 | 66.1404 | 9.5908 | 3.9953 |  | 25 | 2034 | 29.6822 | 17.8868 | 35.0561 | 29.1322 | 24.8006 | 19.3983 | 11.0248 | 11.0248 | 3.8223 | 3.8223 | 24.8058 | 3.597 | 1.4984
26 | 2035 | 81.9316 | 49.662 | 98.5207 | 81.2028 | 69.3377 | 53.983 | 30.0048 | 30.0048 | 10.4026 | 10.4026 | 67.5105 | 9.7895 | 4.2978 |  | 26 | 2035 | 30.7282 | 18.6256 | 36.9499 | 30.4549 | 26.0049 | 20.2462 | 11.2532 | 11.2532 | 3.9015 | 3.9015 | 25.3196 | 3.6715 | 1.6119
27 | 2036 | 84.5169 | 51.4926 | 103.0804 | 84.3932 | 72.0774 | 55.9199 | 30.6264 | 30.6264 | 10.6181 | 10.6181 | 68.909 | 9.9923 | 4.567 |  | 27 | 2036 | 31.6978 | 19.3122 | 38.66 | 31.6514 | 27.0325 | 20.9726 | 11.4863 | 11.4863 | 3.9823 | 3.9823 | 25.8441 | 3.7476 | 1.7128
28 | 2037 | 86.0812 | 52.6212 | 106.2626 | 86.6359 | 73.7889 | 57.1498 | 31.2608 | 31.2608 | 10.8381 | 10.8381 | 70.3365 | 10.1993 | 4.735 | Segment 3 | 28 | 2037 | 32.2845 | 19.7354 | 39.8535 | 32.4926 | 27.6743 | 21.4339 | 11.7243 | 11.7243 | 4.0648 | 4.0648 | 26.3795 | 3.8252 | 1.7758 | Segment 3
29 | 2038 | 85.4719 | 52.2539 | 104.5396 | 85.5015 | 73.0617 | 56.7012 | 31.9084 | 31.9084 | 11.0626 | 11.0626 | 71.7935 | 10.4106 | 4.6357 |  | 29 | 2038 | 32.056 | 19.5977 | 39.2073 | 32.0671 | 27.4016 | 21.2656 | 11.9672 | 11.9672 | 4.149 | 4.149 | 26.926 | 3.9045 | 1.7386
30 | 2039 | 85.0542 | 52.0195 | 103.2777 | 84.6859 | 72.5545 | 56.4053 | 32.5694 | 32.5694 | 11.2918 | 11.2918 | 73.2808 | 10.6262 | 4.5605 |  | 30 | 2039 | 31.8994 | 19.5098 | 38.734 | 31.7612 | 27.2114 | 21.1546 | 12.2151 | 12.2151 | 4.2349 | 4.2349 | 27.4838 | 3.9853 | 1.7104
31 | 2040 | 85.4797 | 52.3669 | 104.0628 | 85.2809 | 73.0181 | 56.7789 | 33.2441 | 33.2441 | 11.5257 | 11.5257 | 74.7988 | 10.8463 | 4.5925 |  | 31 | 2040 | 32.0589 | 19.6401 | 39.0285 | 31.9844 | 27.3852 | 21.2948 | 12.4681 | 12.4681 | 4.3227 | 4.3227 | 28.0531 | 4.0679 | 1.7224
32 | 2041 | 86.7979 | 53.3302 | 107.0151 | 87.3695 | 74.5095 | 57.8614 | 33.9328 | 33.9328 | 11.7644 | 11.7644 | 76.3483 | 11.071 | 4.7382 |  | 32 | 2041 | 32.5533 | 20.0013 | 40.1357 | 32.7677 | 27.9446 | 21.7008 | 12.7264 | 12.7264 | 4.4122 | 4.4122 | 28.6342 | 4.1522 | 1.777
33 | 2042 | 88.2535 | 54.3891 | 110.2964 | 89.6858 | 76.1585 | 59.0536 | 34.6357 | 34.6357 | 12.0081 | 12.0081 | 77.9299 | 11.3004 | 4.9009 |  | 33 | 2042 | 33.0992 | 20.3985 | 41.3664 | 33.6364 | 28.563 | 22.1479 | 12.99 | 12.99 | 4.5036 | 4.5036 | 29.2274 | 4.2382 | 1.8381
34 | 2043 | 89.7504 | 55.4777 | 113.6732 | 92.069 | 77.8546 | 60.2794 | 35.3532 | 35.3532 | 12.2569 | 12.2569 | 79.5442 | 11.5345 | 5.0684 |  | 34 | 2043 | 33.6607 | 20.8068 | 42.6328 | 34.5302 | 29.1992 | 22.6076 | 13.2591 | 13.2591 | 4.5969 | 4.5969 | 29.8329 | 4.326 | 1.9009
35 | 2044 | 90.7717 | 56.2399 | 115.8872 | 93.6525 | 79.0022 | 61.1285 | 36.0855 | 36.0855 | 12.5108 | 12.5108 | 81.192 | 11.7734 | 5.1747 |  | 35 | 2044 | 34.0437 | 21.0926 | 43.4632 | 35.1241 | 29.6296 | 22.9261 | 13.5338 | 13.5338 | 4.6921 | 4.6921 | 30.4509 | 4.4156 | 1.9408
36 | 2045 | 91.5563 | 56.8402 | 117.52 | 94.837 | 79.8767 | 61.7908 | 36.8331 | 36.8331 | 12.77 | 12.77 | 82.874 | 12.0173 | 5.2503 |  | 36 | 2045 | 34.3379 | 21.3178 | 44.0756 | 35.5684 | 29.9576 | 23.1745 | 13.8141 | 13.8141 | 4.7893 | 4.7893 | 31.0817 | 4.5071 | 1.9691
37 | 2046 | 93.3813 | 58.1583 | 121.6788 | 97.7623 | 81.949 | 63.2792 | 37.5961 | 37.5961 | 13.0345 | 13.0345 | 84.5907 | 12.2662 | 5.4583 |  | 37 | 2046 | 35.0224 | 21.8121 | 45.6353 | 36.6655 | 30.7348 | 23.7327 | 14.1003 | 14.1003 | 4.8886 | 4.8886 | 31.7255 | 4.6004 | 2.0471
PY Selection | PY20 | [14 empty] | PY Selection | PY20
|  | West Penn Zone Summer ($/MWh) |  | West Penn Zone Winter ($/MWh) |  | West Penn DLC Zone Shoulder ($/MWh) |  | West Penn Generation Capacity ($/kW/year) |  | West Penn Transmission Capacity ($/kW/year) |  | West Penn Distribution Capacity ($/kW/year) |  | Avoided Natural Gas Fuel Costs ($/MMBTU) |  |  |  | West Penn Zone Summer ($/MWh) |  | West Penn Zone Winter ($/MWh) |  | West Penn DLC Zone Shoulder ($/MWh) |  | West Penn Generation Capacity ($/kW/year) |  | West Penn Transmission Capacity ($/kW/year) |  | West Penn Distribution Capacity ($/kW/year) |  | Avoided Natural Gas Fuel Costs ($/MMBTU)
PA ACT 129 Program Year | Year | Summer On-Peak | Summer Off-Peak | Winter On-Peak | Winter Off-Peak | Shoulder On-Peak | Shoulder Off-Peak | Summer | Winter | Summer | Winter | Summer | Winter |  |  | PA ACT 129 Program Year | Year | Summer On-Peak | Summer Off-Peak | Winter On-Peak | Winter Off-Peak | Shoulder On-Peak | Shoulder Off-Peak | Summer | Winter | Summer | Winter | Summer | Winter
18 | 2027 | 0 | 0 | 0 | 0 | 0 | 0 | 0 | 0 | 0 | 0 | 0 | 0 | 0 | Segment 1 | 18 | 2027 | 0 | 0 | 0 | 0 | 0 | 0 | 0 | 0 | 0 | 0 | 0 | 0 | 0 | Segment 1
19 | 2028 | 0 | 0 | 0 | 0 | 0 | 0 | 0 | 0 | 0 | 0 | 0 | 0 | 0 |  | 19 | 2028 | 0 | 0 | 0 | 0 | 0 | 0 | 0 | 0 | 0 | 0 | 0 | 0 | 0
20 | 2029 | 90.754 | 59.9735 | 99.7127 | 86.2124 | 76.1608 | 62.5827 | 39.5566 | 39.5566 | 9.1985 | 9.1985 | 51.8853 | 7.0145 | 3.5623 |  | 20 | 2029 | 34.0371 | 22.4929 | 37.397 | 32.3337 | 28.5639 | 23.4715 | 14.8356 | 14.8356 | 3.4499 | 3.4499 | 19.4595 | 2.6308 | 1.336
21 | 2030 | 98.96 | 70.1526 | 110.7882 | 96.613 | 88.1105 | 73.1693 | 40.3662 | 40.3662 | 9.389 | 9.389 | 56.9182 | 7.929 | 3.4178 |  | 21 | 2030 | 37.1147 | 26.3105 | 41.5508 | 36.2345 | 33.0456 | 27.442 | 15.1392 | 15.1392 | 3.5213 | 3.5213 | 21.347 | 2.9737 | 1.2818
22 | 2031 | 105.8238 | 75.8779 | 113.1392 | 101.0322 | 91.8076 | 79.2193 | 41.1922 | 41.1922 | 9.5835 | 9.5835 | 62.1946 | 9.0186 | 3.3679 | Segment 2 | 22 | 2031 | 39.6889 | 28.4578 | 42.4326 | 37.8919 | 34.4322 | 29.711 | 15.449 | 15.449 | 3.5943 | 3.5943 | 23.3259 | 3.3824 | 1.2631 | Segment 2
23 | 2032 | 104.769 | 74.8647 | 114.6321 | 101.7736 | 91.4013 | 78.6528 | 42.0348 | 42.0348 | 9.782 | 9.782 | 63.483 | 9.2055 | 3.4332 |  | 23 | 2032 | 39.2933 | 28.0778 | 42.9925 | 38.1699 | 34.2798 | 29.4985 | 15.765 | 15.765 | 3.6687 | 3.6687 | 23.8091 | 3.4525 | 1.2876
24 | 2033 | 76.2534 | 45.6541 | 88.0791 | 73.9145 | 62.9135 | 49.4613 | 28.7993 | 28.7993 | 9.9847 | 9.9847 | 64.7981 | 9.3962 | 3.6809 |  | 24 | 2033 | 28.5986 | 17.1225 | 33.0338 | 27.7215 | 23.5956 | 18.5503 | 10.8011 | 10.8011 | 3.7447 | 3.7447 | 24.3023 | 3.524 | 1.3805
25 | 2034 | 79.1425 | 47.692 | 93.4712 | 77.6762 | 66.1266 | 51.7223 | 29.3959 | 29.3959 | 10.1915 | 10.1915 | 66.1404 | 9.5908 | 3.9953 |  | 25 | 2034 | 29.6822 | 17.8868 | 35.0561 | 29.1322 | 24.8006 | 19.3983 | 11.0248 | 11.0248 | 3.8223 | 3.8223 | 24.8058 | 3.597 | 1.4984
26 | 2035 | 81.9316 | 49.662 | 98.5207 | 81.2028 | 69.3377 | 53.983 | 30.0048 | 30.0048 | 10.4026 | 10.4026 | 67.5105 | 9.7895 | 4.2978 |  | 26 | 2035 | 30.7282 | 18.6256 | 36.9499 | 30.4549 | 26.0049 | 20.2462 | 11.2532 | 11.2532 | 3.9015 | 3.9015 | 25.3196 | 3.6715 | 1.6119
27 | 2036 | 84.5169 | 51.4926 | 103.0804 | 84.3932 | 72.0774 | 55.9199 | 30.6264 | 30.6264 | 10.6181 | 10.6181 | 68.909 | 9.9923 | 4.567 |  | 27 | 2036 | 31.6978 | 19.3122 | 38.66 | 31.6514 | 27.0325 | 20.9726 | 11.4863 | 11.4863 | 3.9823 | 3.9823 | 25.8441 | 3.7476 | 1.7128
28 | 2037 | 86.0812 | 52.6212 | 106.2626 | 86.6359 | 73.7889 | 57.1498 | 31.2608 | 31.2608 | 10.8381 | 10.8381 | 70.3365 | 10.1993 | 4.735 | Segment 3 | 28 | 2037 | 32.2845 | 19.7354 | 39.8535 | 32.4926 | 27.6743 | 21.4339 | 11.7243 | 11.7243 | 4.0648 | 4.0648 | 26.3795 | 3.8252 | 1.7758 | Segment 3
29 | 2038 | 85.4719 | 52.2539 | 104.5396 | 85.5015 | 73.0617 | 56.7012 | 31.9084 | 31.9084 | 11.0626 | 11.0626 | 71.7935 | 10.4106 | 4.6357 |  | 29 | 2038 | 32.056 | 19.5977 | 39.2073 | 32.0671 | 27.4016 | 21.2656 | 11.9672 | 11.9672 | 4.149 | 4.149 | 26.926 | 3.9045 | 1.7386
30 | 2039 | 85.0542 | 52.0195 | 103.2777 | 84.6859 | 72.5545 | 56.4053 | 32.5694 | 32.5694 | 11.2918 | 11.2918 | 73.2808 | 10.6262 | 4.5605 |  | 30 | 2039 | 31.8994 | 19.5098 | 38.734 | 31.7612 | 27.2114 | 21.1546 | 12.2151 | 12.2151 | 4.2349 | 4.2349 | 27.4838 | 3.9853 | 1.7104
31 | 2040 | 85.4797 | 52.3669 | 104.0628 | 85.2809 | 73.0181 | 56.7789 | 33.2441 | 33.2441 | 11.5257 | 11.5257 | 74.7988 | 10.8463 | 4.5925 |  | 31 | 2040 | 32.0589 | 19.6401 | 39.0285 | 31.9844 | 27.3852 | 21.2948 | 12.4681 | 12.4681 | 4.3227 | 4.3227 | 28.0531 | 4.0679 | 1.7224
32 | 2041 | 86.7979 | 53.3302 | 107.0151 | 87.3695 | 74.5095 | 57.8614 | 33.9328 | 33.9328 | 11.7644 | 11.7644 | 76.3483 | 11.071 | 4.7382 |  | 32 | 2041 | 32.5533 | 20.0013 | 40.1357 | 32.7677 | 27.9446 | 21.7008 | 12.7264 | 12.7264 | 4.4122 | 4.4122 | 28.6342 | 4.1522 | 1.777
33 | 2042 | 88.2535 | 54.3891 | 110.2964 | 89.6858 | 76.1585 | 59.0536 | 34.6357 | 34.6357 | 12.0081 | 12.0081 | 77.9299 | 11.3004 | 4.9009 |  | 33 | 2042 | 33.0992 | 20.3985 | 41.3664 | 33.6364 | 28.563 | 22.1479 | 12.99 | 12.99 | 4.5036 | 4.5036 | 29.2274 | 4.2382 | 1.8381
34 | 2043 | 89.7504 | 55.4777 | 113.6732 | 92.069 | 77.8546 | 60.2794 | 35.3532 | 35.3532 | 12.2569 | 12.2569 | 79.5442 | 11.5345 | 5.0684 |  | 34 | 2043 | 33.6607 | 20.8068 | 42.6328 | 34.5302 | 29.1992 | 22.6076 | 13.2591 | 13.2591 | 4.5969 | 4.5969 | 29.8329 | 4.326 | 1.9009
35 | 2044 | 90.7717 | 56.2399 | 115.8872 | 93.6525 | 79.0022 | 61.1285 | 36.0855 | 36.0855 | 12.5108 | 12.5108 | 81.192 | 11.7734 | 5.1747 |  | 35 | 2044 | 34.0437 | 21.0926 | 43.4632 | 35.1241 | 29.6296 | 22.9261 | 13.5338 | 13.5338 | 4.6921 | 4.6921 | 30.4509 | 4.4156 | 1.9408
36 | 2045 | 91.5563 | 56.8402 | 117.52 | 94.837 | 79.8767 | 61.7908 | 36.8331 | 36.8331 | 12.77 | 12.77 | 82.874 | 12.0173 | 5.2503 |  | 36 | 2045 | 34.3379 | 21.3178 | 44.0756 | 35.5684 | 29.9576 | 23.1745 | 13.8141 | 13.8141 | 4.7893 | 4.7893 | 31.0817 | 4.5071 | 1.9691
37 | 2046 | 93.3813 | 58.1583 | 121.6788 | 97.7623 | 81.949 | 63.2792 | 37.5961 | 37.5961 | 13.0345 | 13.0345 | 84.5907 | 12.2662 | 5.4583 |  | 37 | 2046 | 35.0224 | 21.8121 | 45.6353 | 36.6655 | 30.7348 | 23.7327 | 14.1003 | 14.1003 | 4.8886 | 4.8886 | 31.7255 | 4.6004 | 2.0471
PY Selection | PY21 | [14 empty] | PY Selection | PY21
|  | West Penn Zone Summer ($/MWh) |  | West Penn Zone Winter ($/MWh) |  | West Penn DLC Zone Shoulder ($/MWh) |  | West Penn Generation Capacity ($/kW/year) |  | West Penn Transmission Capacity ($/kW/year) |  | West Penn Distribution Capacity ($/kW/year) |  | Avoided Natural Gas Fuel Costs ($/MMBTU) |  |  |  | West Penn Zone Summer ($/MWh) |  | West Penn Zone Winter ($/MWh) |  | West Penn DLC Zone Shoulder ($/MWh) |  | West Penn Generation Capacity ($/kW/year) |  | West Penn Transmission Capacity ($/kW/year) |  | West Penn Distribution Capacity ($/kW/year) |  | Avoided Natural Gas Fuel Costs ($/MMBTU)
PA ACT 129 Program Year | Year | Summer On-Peak | Summer Off-Peak | Winter On-Peak | Winter Off-Peak | Shoulder On-Peak | Shoulder Off-Peak | Summer | Winter | Summer | Winter | Summer | Winter |  |  | PA ACT 129 Program Year | Year | Summer On-Peak | Summer Off-Peak | Winter On-Peak | Winter Off-Peak | Shoulder On-Peak | Shoulder Off-Peak | Summer | Winter | Summer | Winter | Summer | Winter
18 | 2027 | 0 | 0 | 0 | 0 | 0 | 0 | 0 | 0 | 0 | 0 | 0 | 0 | 0 | Segment 1 | 18 | 2027 | 0 | 0 | 0 | 0 | 0 | 0 | 0 | 0 | 0 | 0 | 0 | 0 | 0 | Segment 1
19 | 2028 | 0 | 0 | 0 | 0 | 0 | 0 | 0 | 0 | 0 | 0 | 0 | 0 | 0 |  | 19 | 2028 | 0 | 0 | 0 | 0 | 0 | 0 | 0 | 0 | 0 | 0 | 0 | 0 | 0
20 | 2029 | 0 | 0 | 0 | 0 | 0 | 0 | 0 | 0 | 0 | 0 | 0 | 0 | 0 |  | 20 | 2029 | 0 | 0 | 0 | 0 | 0 | 0 | 0 | 0 | 0 | 0 | 0 | 0 | 0
21 | 2030 | 90.46 | 61.6526 | 102.2882 | 88.113 | 79.6105 | 64.6693 | 40.3662 | 40.3662 | 9.389 | 9.389 | 56.9182 | 7.929 | 3.4178 |  | 21 | 2030 | 33.9268 | 23.1226 | 38.3629 | 33.0466 | 29.8577 | 24.2541 | 15.1392 | 15.1392 | 3.5213 | 3.5213 | 21.347 | 2.9737 | 1.2818
22 | 2031 | 99.6138 | 69.6679 | 106.9292 | 94.8222 | 85.5976 | 73.0093 | 41.1922 | 41.1922 | 9.5835 | 9.5835 | 62.1946 | 9.0186 | 3.3679 | Segment 2 | 22 | 2031 | 37.3599 | 26.1287 | 40.1035 | 35.5628 | 32.1032 | 27.3819 | 15.449 | 15.449 | 3.5943 | 3.5943 | 23.3259 | 3.3824 | 1.2631 | Segment 2
23 | 2032 | 107.869 | 77.9647 | 117.7321 | 104.8736 | 94.5013 | 81.7528 | 42.0348 | 42.0348 | 9.782 | 9.782 | 63.483 | 9.2055 | 3.4332 |  | 23 | 2032 | 40.456 | 29.2405 | 44.1551 | 39.3326 | 35.4425 | 30.6612 | 15.765 | 15.765 | 3.6687 | 3.6687 | 23.8091 | 3.4525 | 1.2876
24 | 2033 | 108.3434 | 77.7441 | 120.1691 | 106.0045 | 95.0035 | 81.5513 | 42.8993 | 42.8993 | 9.9847 | 9.9847 | 64.7981 | 9.3962 | 3.6809 |  | 24 | 2033 | 40.6339 | 29.1577 | 45.0691 | 39.7567 | 35.6308 | 30.5856 | 16.0893 | 16.0893 | 3.7447 | 3.7447 | 24.3023 | 3.524 | 1.3805
25 | 2034 | 79.1425 | 47.692 | 93.4712 | 77.6762 | 66.1266 | 51.7223 | 29.3959 | 29.3959 | 10.1915 | 10.1915 | 66.1404 | 9.5908 | 3.9953 |  | 25 | 2034 | 29.6822 | 17.8868 | 35.0561 | 29.1322 | 24.8006 | 19.3983 | 11.0248 | 11.0248 | 3.8223 | 3.8223 | 24.8058 | 3.597 | 1.4984
26 | 2035 | 81.9316 | 49.662 | 98.5207 | 81.2028 | 69.3377 | 53.983 | 30.0048 | 30.0048 | 10.4026 | 10.4026 | 67.5105 | 9.7895 | 4.2978 |  | 26 | 2035 | 30.7282 | 18.6256 | 36.9499 | 30.4549 | 26.0049 | 20.2462 | 11.2532 | 11.2532 | 3.9015 | 3.9015 | 25.3196 | 3.6715 | 1.6119
27 | 2036 | 84.5169 | 51.4926 | 103.0804 | 84.3932 | 72.0774 | 55.9199 | 30.6264 | 30.6264 | 10.6181 | 10.6181 | 68.909 | 9.9923 | 4.567 |  | 27 | 2036 | 31.6978 | 19.3122 | 38.66 | 31.6514 | 27.0325 | 20.9726 | 11.4863 | 11.4863 | 3.9823 | 3.9823 | 25.8441 | 3.7476 | 1.7128
28 | 2037 | 86.0812 | 52.6212 | 106.2626 | 86.6359 | 73.7889 | 57.1498 | 31.2608 | 31.2608 | 10.8381 | 10.8381 | 70.3365 | 10.1993 | 4.735 | Segment 3 | 28 | 2037 | 32.2845 | 19.7354 | 39.8535 | 32.4926 | 27.6743 | 21.4339 | 11.7243 | 11.7243 | 4.0648 | 4.0648 | 26.3795 | 3.8252 | 1.7758 | Segment 3
29 | 2038 | 85.4719 | 52.2539 | 104.5396 | 85.5015 | 73.0617 | 56.7012 | 31.9084 | 31.9084 | 11.0626 | 11.0626 | 71.7935 | 10.4106 | 4.6357 |  | 29 | 2038 | 32.056 | 19.5977 | 39.2073 | 32.0671 | 27.4016 | 21.2656 | 11.9672 | 11.9672 | 4.149 | 4.149 | 26.926 | 3.9045 | 1.7386
30 | 2039 | 85.0542 | 52.0195 | 103.2777 | 84.6859 | 72.5545 | 56.4053 | 32.5694 | 32.5694 | 11.2918 | 11.2918 | 73.2808 | 10.6262 | 4.5605 |  | 30 | 2039 | 31.8994 | 19.5098 | 38.734 | 31.7612 | 27.2114 | 21.1546 | 12.2151 | 12.2151 | 4.2349 | 4.2349 | 27.4838 | 3.9853 | 1.7104
31 | 2040 | 85.4797 | 52.3669 | 104.0628 | 85.2809 | 73.0181 | 56.7789 | 33.2441 | 33.2441 | 11.5257 | 11.5257 | 74.7988 | 10.8463 | 4.5925 |  | 31 | 2040 | 32.0589 | 19.6401 | 39.0285 | 31.9844 | 27.3852 | 21.2948 | 12.4681 | 12.4681 | 4.3227 | 4.3227 | 28.0531 | 4.0679 | 1.7224
32 | 2041 | 86.7979 | 53.3302 | 107.0151 | 87.3695 | 74.5095 | 57.8614 | 33.9328 | 33.9328 | 11.7644 | 11.7644 | 76.3483 | 11.071 | 4.7382 |  | 32 | 2041 | 32.5533 | 20.0013 | 40.1357 | 32.7677 | 27.9446 | 21.7008 | 12.7264 | 12.7264 | 4.4122 | 4.4122 | 28.6342 | 4.1522 | 1.777
33 | 2042 | 88.2535 | 54.3891 | 110.2964 | 89.6858 | 76.1585 | 59.0536 | 34.6357 | 34.6357 | 12.0081 | 12.0081 | 77.9299 | 11.3004 | 4.9009 |  | 33 | 2042 | 33.0992 | 20.3985 | 41.3664 | 33.6364 | 28.563 | 22.1479 | 12.99 | 12.99 | 4.5036 | 4.5036 | 29.2274 | 4.2382 | 1.8381
34 | 2043 | 89.7504 | 55.4777 | 113.6732 | 92.069 | 77.8546 | 60.2794 | 35.3532 | 35.3532 | 12.2569 | 12.2569 | 79.5442 | 11.5345 | 5.0684 |  | 34 | 2043 | 33.6607 | 20.8068 | 42.6328 | 34.5302 | 29.1992 | 22.6076 | 13.2591 | 13.2591 | 4.5969 | 4.5969 | 29.8329 | 4.326 | 1.9009
35 | 2044 | 90.7717 | 56.2399 | 115.8872 | 93.6525 | 79.0022 | 61.1285 | 36.0855 | 36.0855 | 12.5108 | 12.5108 | 81.192 | 11.7734 | 5.1747 |  | 35 | 2044 | 34.0437 | 21.0926 | 43.4632 | 35.1241 | 29.6296 | 22.9261 | 13.5338 | 13.5338 | 4.6921 | 4.6921 | 30.4509 | 4.4156 | 1.9408
36 | 2045 | 91.5563 | 56.8402 | 117.52 | 94.837 | 79.8767 | 61.7908 | 36.8331 | 36.8331 | 12.77 | 12.77 | 82.874 | 12.0173 | 5.2503 |  | 36 | 2045 | 34.3379 | 21.3178 | 44.0756 | 35.5684 | 29.9576 | 23.1745 | 13.8141 | 13.8141 | 4.7893 | 4.7893 | 31.0817 | 4.5071 | 1.9691
37 | 2046 | 93.3813 | 58.1583 | 121.6788 | 97.7623 | 81.949 | 63.2792 | 37.5961 | 37.5961 | 13.0345 | 13.0345 | 84.5907 | 12.2662 | 5.4583 |  | 37 | 2046 | 35.0224 | 21.8121 | 45.6353 | 36.6655 | 30.7348 | 23.7327 | 14.1003 | 14.1003 | 4.8886 | 4.8886 | 31.7255 | 4.6004 | 2.0471
PY Selection | PY22 | [14 empty] | PY Selection | PY22
|  | West Penn Zone Summer ($/MWh) |  | West Penn Zone Winter ($/MWh) |  | West Penn DLC Zone Shoulder ($/MWh) |  | West Penn Generation Capacity ($/kW/year) |  | West Penn Transmission Capacity ($/kW/year) |  | West Penn Distribution Capacity ($/kW/year) |  | Avoided Natural Gas Fuel Costs ($/MMBTU) |  |  |  | West Penn Zone Summer ($/MWh) |  | West Penn Zone Winter ($/MWh) |  | West Penn DLC Zone Shoulder ($/MWh) |  | West Penn Generation Capacity ($/kW/year) |  | West Penn Transmission Capacity ($/kW/year) |  | West Penn Distribution Capacity ($/kW/year) |  | Avoided Natural Gas Fuel Costs ($/MMBTU)
PA ACT 129 Program Year | Year | Summer On-Peak | Summer Off-Peak | Winter On-Peak | Winter Off-Peak | Shoulder On-Peak | Shoulder Off-Peak | Summer | Winter | Summer | Winter | Summer | Winter |  |  | PA ACT 129 Program Year | Year | Summer On-Peak | Summer Off-Peak | Winter On-Peak | Winter Off-Peak | Shoulder On-Peak | Shoulder Off-Peak | Summer | Winter | Summer | Winter | Summer | Winter
18 | 2027 | 0 | 0 | 0 | 0 | 0 | 0 | 0 | 0 | 0 | 0 | 0 | 0 | 0 | Segment 1 | 18 | 2027 | 0 | 0 | 0 | 0 | 0 | 0 | 0 | 0 | 0 | 0 | 0 | 0 | 0 | Segment 1
19 | 2028 | 0 | 0 | 0 | 0 | 0 | 0 | 0 | 0 | 0 | 0 | 0 | 0 | 0 |  | 19 | 2028 | 0 | 0 | 0 | 0 | 0 | 0 | 0 | 0 | 0 | 0 | 0 | 0 | 0
20 | 2029 | 0 | 0 | 0 | 0 | 0 | 0 | 0 | 0 | 0 | 0 | 0 | 0 | 0 |  | 20 | 2029 | 0 | 0 | 0 | 0 | 0 | 0 | 0 | 0 | 0 | 0 | 0 | 0 | 0
21 | 2030 | 0 | 0 | 0 | 0 | 0 | 0 | 0 | 0 | 0 | 0 | 0 | 0 | 0 |  | 21 | 2030 | 0 | 0 | 0 | 0 | 0 | 0 | 0 | 0 | 0 | 0 | 0 | 0 | 0
22 | 2031 | 90.6238 | 60.6779 | 97.9392 | 85.8322 | 76.6076 | 64.0193 | 41.1922 | 41.1922 | 9.5835 | 9.5835 | 62.1946 | 9.0186 | 3.3679 | Segment 2 | 22 | 2031 | 33.9882 | 22.7571 | 36.7319 | 32.1911 | 28.7315 | 24.0103 | 15.449 | 15.449 | 3.5943 | 3.5943 | 23.3259 | 3.3824 | 1.2631 | Segment 2
23 | 2032 | 101.269 | 71.3647 | 111.1321 | 98.2736 | 87.9013 | 75.1528 | 42.0348 | 42.0348 | 9.782 | 9.782 | 63.483 | 9.2055 | 3.4332 |  | 23 | 2032 | 37.9807 | 26.7652 | 41.6798 | 36.8572 | 32.9672 | 28.1858 | 15.765 | 15.765 | 3.6687 | 3.6687 | 23.8091 | 3.4525 | 1.2876
24 | 2033 | 111.5634 | 80.9641 | 123.3891 | 109.2245 | 98.2235 | 84.7713 | 42.8993 | 42.8993 | 9.9847 | 9.9847 | 64.7981 | 9.3962 | 3.6809 |  | 24 | 2033 | 41.8416 | 30.3654 | 46.2768 | 40.9644 | 36.8385 | 31.7933 | 16.0893 | 16.0893 | 3.7447 | 3.7447 | 24.3023 | 3.524 | 1.3805
25 | 2034 | 112.5025 | 81.052 | 126.8312 | 111.0362 | 99.4866 | 85.0823 | 43.7759 | 43.7759 | 10.1915 | 10.1915 | 66.1404 | 9.5908 | 3.9953 |  | 25 | 2034 | 42.1938 | 30.3984 | 47.5677 | 41.6438 | 37.3122 | 31.9099 | 16.418 | 16.418 | 3.8223 | 3.8223 | 24.8058 | 3.597 | 1.4984
26 | 2035 | 81.9316 | 49.662 | 98.5207 | 81.2028 | 69.3377 | 53.983 | 30.0048 | 30.0048 | 10.4026 | 10.4026 | 67.5105 | 9.7895 | 4.2978 |  | 26 | 2035 | 30.7282 | 18.6256 | 36.9499 | 30.4549 | 26.0049 | 20.2462 | 11.2532 | 11.2532 | 3.9015 | 3.9015 | 25.3196 | 3.6715 | 1.6119
27 | 2036 | 84.5169 | 51.4926 | 103.0804 | 84.3932 | 72.0774 | 55.9199 | 30.6264 | 30.6264 | 10.6181 | 10.6181 | 68.909 | 9.9923 | 4.567 |  | 27 | 2036 | 31.6978 | 19.3122 | 38.66 | 31.6514 | 27.0325 | 20.9726 | 11.4863 | 11.4863 | 3.9823 | 3.9823 | 25.8441 | 3.7476 | 1.7128
28 | 2037 | 86.0812 | 52.6212 | 106.2626 | 86.6359 | 73.7889 | 57.1498 | 31.2608 | 31.2608 | 10.8381 | 10.8381 | 70.3365 | 10.1993 | 4.735 | Segment 3 | 28 | 2037 | 32.2845 | 19.7354 | 39.8535 | 32.4926 | 27.6743 | 21.4339 | 11.7243 | 11.7243 | 4.0648 | 4.0648 | 26.3795 | 3.8252 | 1.7758 | Segment 3
29 | 2038 | 85.4719 | 52.2539 | 104.5396 | 85.5015 | 73.0617 | 56.7012 | 31.9084 | 31.9084 | 11.0626 | 11.0626 | 71.7935 | 10.4106 | 4.6357 |  | 29 | 2038 | 32.056 | 19.5977 | 39.2073 | 32.0671 | 27.4016 | 21.2656 | 11.9672 | 11.9672 | 4.149 | 4.149 | 26.926 | 3.9045 | 1.7386
30 | 2039 | 85.0542 | 52.0195 | 103.2777 | 84.6859 | 72.5545 | 56.4053 | 32.5694 | 32.5694 | 11.2918 | 11.2918 | 73.2808 | 10.6262 | 4.5605 |  | 30 | 2039 | 31.8994 | 19.5098 | 38.734 | 31.7612 | 27.2114 | 21.1546 | 12.2151 | 12.2151 | 4.2349 | 4.2349 | 27.4838 | 3.9853 | 1.7104
31 | 2040 | 85.4797 | 52.3669 | 104.0628 | 85.2809 | 73.0181 | 56.7789 | 33.2441 | 33.2441 | 11.5257 | 11.5257 | 74.7988 | 10.8463 | 4.5925 |  | 31 | 2040 | 32.0589 | 19.6401 | 39.0285 | 31.9844 | 27.3852 | 21.2948 | 12.4681 | 12.4681 | 4.3227 | 4.3227 | 28.0531 | 4.0679 | 1.7224
32 | 2041 | 86.7979 | 53.3302 | 107.0151 | 87.3695 | 74.5095 | 57.8614 | 33.9328 | 33.9328 | 11.7644 | 11.7644 | 76.3483 | 11.071 | 4.7382 |  | 32 | 2041 | 32.5533 | 20.0013 | 40.1357 | 32.7677 | 27.9446 | 21.7008 | 12.7264 | 12.7264 | 4.4122 | 4.4122 | 28.6342 | 4.1522 | 1.777
33 | 2042 | 88.2535 | 54.3891 | 110.2964 | 89.6858 | 76.1585 | 59.0536 | 34.6357 | 34.6357 | 12.0081 | 12.0081 | 77.9299 | 11.3004 | 4.9009 |  | 33 | 2042 | 33.0992 | 20.3985 | 41.3664 | 33.6364 | 28.563 | 22.1479 | 12.99 | 12.99 | 4.5036 | 4.5036 | 29.2274 | 4.2382 | 1.8381
34 | 2043 | 89.7504 | 55.4777 | 113.6732 | 92.069 | 77.8546 | 60.2794 | 35.3532 | 35.3532 | 12.2569 | 12.2569 | 79.5442 | 11.5345 | 5.0684 |  | 34 | 2043 | 33.6607 | 20.8068 | 42.6328 | 34.5302 | 29.1992 | 22.6076 | 13.2591 | 13.2591 | 4.5969 | 4.5969 | 29.8329 | 4.326 | 1.9009
35 | 2044 | 90.7717 | 56.2399 | 115.8872 | 93.6525 | 79.0022 | 61.1285 | 36.0855 | 36.0855 | 12.5108 | 12.5108 | 81.192 | 11.7734 | 5.1747 |  | 35 | 2044 | 34.0437 | 21.0926 | 43.4632 | 35.1241 | 29.6296 | 22.9261 | 13.5338 | 13.5338 | 4.6921 | 4.6921 | 30.4509 | 4.4156 | 1.9408
36 | 2045 | 91.5563 | 56.8402 | 117.52 | 94.837 | 79.8767 | 61.7908 | 36.8331 | 36.8331 | 12.77 | 12.77 | 82.874 | 12.0173 | 5.2503 |  | 36 | 2045 | 34.3379 | 21.3178 | 44.0756 | 35.5684 | 29.9576 | 23.1745 | 13.8141 | 13.8141 | 4.7893 | 4.7893 | 31.0817 | 4.5071 | 1.9691
37 | 2046 | 93.3813 | 58.1583 | 121.6788 | 97.7623 | 81.949 | 63.2792 | 37.5961 | 37.5961 | 13.0345 | 13.0345 | 84.5907 | 12.2662 | 5.4583 |  | 37 | 2046 | 35.0224 | 21.8121 | 45.6353 | 36.6655 | 30.7348 | 23.7327 | 14.1003 | 14.1003 | 4.8886 | 4.8886 | 31.7255 | 4.6004 | 2.0471

## Met-Ed LI
Values from Results of ACC Model | [15 empty] | CALCULATIONS
PY Selection | PY18 |  | SWE Note: This data includes avoided energy costs from the Arrearages Study and should only be applied for low income programs | [12 empty] | PY Selection | PY18 |  | SWE Note: This data includes avoided energy costs from the Arrearages Study and should only be applied for low income programs
|  | Met-Ed Zone Summer ($/MWh) |  | Met-Ed Zone Winter ($/MWh) |  | Met-Ed DLC Zone Shoulder ($/MWh) |  | Met-Ed Generation Capacity ($/kW/year) |  | Met-Ed Transmission Capacity ($/kW/year) |  | Met-Ed Distribution Capacity ($/kW/year) |  | Avoided Natural Gas Fuel Costs ($/MMBTU) |  |  |  | Met-Ed Zone Summer ($/MWh) |  | Met-Ed Zone Winter ($/MWh) |  | Met-Ed DLC Zone Shoulder ($/MWh) |  | Met-Ed Generation Capacity ($/kW/year) |  | Met-Ed Transmission Capacity ($/kW/year) |  | Met-Ed Distribution Capacity ($/kW/year) |  | Avoided Natural Gas Fuel Costs ($/MMBTU)
PA ACT 129 Program Year | Year | Summer On-Peak | Summer Off-Peak | Winter On-Peak | Winter Off-Peak | Shoulder On-Peak | Shoulder Off-Peak | Summer | Winter | Summer | Winter | Summer | Winter |  |  | PA ACT 129 Program Year | Year | Summer On-Peak | Summer Off-Peak | Winter On-Peak | Winter Off-Peak | Shoulder On-Peak | Shoulder Off-Peak | Summer | Winter | Summer | Winter | Summer | Winter
18 | 2027 | 104.2597 | 75.401 | 108.4087 | 96.8035 | 91.1561 | 79.031 | 99.2535 | 99.2535 | 58.9185 | 0 | 52.4618 | 6.6986 | 3.5997 | Segment 1 | 18 | 2027 | 28.6572 | 20.725 | 29.7976 | 26.6078 | 25.0555 | 21.7228 | 27.2812 | 27.2812 | 16.1945 | 0 | 14.4198 | 1.8412 | 0.98942 | Segment 1
19 | 2028 | 114.416 | 83.7461 | 121.7078 | 109.415 | 100.7237 | 88.5735 | 68.9359 | 68.9359 | 60.139 | 0 | 55.8163 | 7.2132 | 3.5239 |  | 19 | 2028 | 31.4488 | 23.0188 | 33.453 | 30.0742 | 27.6853 | 24.3456 | 18.948 | 18.948 | 16.53 | 0 | 15.3419 | 1.9826 | 0.9686
20 | 2029 | 121.4655 | 91.6409 | 130.1459 | 117.0649 | 107.3255 | 94.169 | 70.3361 | 70.3361 | 61.3848 | 0 | 58.9502 | 8.1627 | 3.4083 |  | 20 | 2029 | 33.3864 | 25.1887 | 35.7724 | 32.1769 | 29.4999 | 25.8836 | 19.3328 | 19.3328 | 16.8724 | 0 | 16.2033 | 2.2436 | 0.9368
21 | 2030 | 118.9977 | 91.0849 | 130.4587 | 116.7236 | 108.4851 | 94.008 | 71.7638 | 71.7638 | 62.6564 | 0 | 62.1595 | 8.6434 | 3.2606 |  | 21 | 2030 | 32.7081 | 25.0359 | 35.8583 | 32.0831 | 29.8186 | 25.8394 | 19.7253 | 19.7253 | 17.222 | 0 | 17.0854 | 2.3758 | 0.89622
22 | 2031 | 91.4621 | 62.4217 | 98.7193 | 86.9112 | 77.8845 | 65.6617 | 30.8142 | 30.8142 | 63.9544 | 0 | 65.4108 | 9.6837 | 3.2305 | Segment 2 | 22 | 2031 | 25.1396 | 17.1575 | 27.1343 | 23.8887 | 21.4076 | 18.048 | 8.4697 | 8.4697 | 17.5787 | 0 | 17.9791 | 2.6617 | 0.88796 | Segment 2
23 | 2032 | 92.0906 | 63.023 | 101.9393 | 89.2971 | 79.1463 | 66.699 | 31.4525 | 31.4525 | 65.2792 | 0 | 66.7658 | 9.8843 | 3.3164 |  | 23 | 2032 | 25.3124 | 17.3227 | 28.0194 | 24.5445 | 21.7544 | 18.3331 | 8.6452 | 8.6452 | 17.9429 | 0 | 18.3515 | 2.7168 | 0.91155
24 | 2033 | 95.131 | 65.2886 | 106.9088 | 92.8912 | 82.1818 | 68.9613 | 32.1041 | 32.1041 | 66.6315 | 0 | 68.1489 | 10.0891 | 3.5856 |  | 24 | 2033 | 26.1481 | 17.9454 | 29.3853 | 25.5324 | 22.5888 | 18.9549 | 8.8242 | 8.8242 | 18.3146 | 0 | 18.7317 | 2.7731 | 0.98554
25 | 2034 | 98.6904 | 67.915 | 112.9505 | 97.2272 | 86.0341 | 71.7894 | 32.7691 | 32.7691 | 68.0118 | 0 | 69.5607 | 10.2981 | 3.9224 |  | 25 | 2034 | 27.1264 | 18.6674 | 31.046 | 26.7242 | 23.6476 | 19.7323 | 9.007 | 9.007 | 18.694 | 0 | 19.1197 | 2.8306 | 1.0781
26 | 2035 | 102.1568 | 70.4809 | 118.6931 | 101.3606 | 89.8981 | 74.6291 | 33.448 | 33.448 | 69.4207 | 0 | 71.0016 | 10.5114 | 4.2482 |  | 26 | 2035 | 28.0792 | 19.3726 | 32.6244 | 27.8603 | 24.7097 | 20.5128 | 9.1936 | 9.1936 | 19.0812 | 0 | 19.5158 | 2.8892 | 1.1677
27 | 2036 | 105.421 | 72.9111 | 124.0029 | 105.1996 | 93.3029 | 77.1561 | 34.1408 | 34.1408 | 70.8588 | 0 | 72.4725 | 10.7291 | 4.5417 |  | 27 | 2036 | 28.9764 | 20.0406 | 34.0839 | 28.9155 | 25.6456 | 21.2074 | 9.3841 | 9.3841 | 19.4765 | 0 | 19.92 | 2.9491 | 1.2483
28 | 2037 | 107.6463 | 74.6296 | 128.0349 | 108.1622 | 95.6853 | 78.9828 | 34.8481 | 34.8481 | 72.3266 | 0 | 73.9738 | 10.9514 | 4.735 | Segment 3 | 28 | 2037 | 29.5881 | 20.5129 | 35.1921 | 29.7298 | 26.3004 | 21.7095 | 9.5785 | 9.5785 | 19.88 | 0 | 20.3327 | 3.0101 | 1.3015 | Segment 3
29 | 2038 | 107.4441 | 74.6799 | 126.8257 | 107.5191 | 95.3877 | 78.9675 | 35.57 | 35.57 | 73.8249 | 0 | 75.5062 | 11.1783 | 4.6357 |  | 29 | 2038 | 29.5325 | 20.5268 | 34.8598 | 29.5531 | 26.2186 | 21.7053 | 9.7769 | 9.7769 | 20.2918 | 0 | 20.7539 | 3.0725 | 1.2742
30 | 2039 | 107.4505 | 74.8778 | 126.069 | 107.1914 | 95.3218 | 79.1155 | 36.3068 | 36.3068 | 75.3542 | 0 | 77.0703 | 11.4098 | 4.5605 |  | 30 | 2039 | 29.5342 | 20.5812 | 34.6518 | 29.463 | 26.2005 | 21.746 | 9.9794 | 9.9794 | 20.7121 | 0 | 21.1838 | 3.1361 | 1.2535
31 | 2040 | 108.3462 | 75.6919 | 127.2897 | 108.2294 | 96.2483 | 79.9509 | 37.0589 | 37.0589 | 76.9152 | 0 | 78.6669 | 11.6462 | 4.5925 |  | 31 | 2040 | 29.7804 | 20.8049 | 34.9873 | 29.7483 | 26.4552 | 21.9756 | 10.1862 | 10.1862 | 21.1412 | 0 | 21.6227 | 3.2011 | 1.2623
32 | 2041 | 110.183 | 77.1581 | 130.6038 | 110.713 | 98.225 | 81.5134 | 37.8266 | 37.8266 | 78.5086 | 0 | 80.2965 | 11.8874 | 4.7382 |  | 32 | 2041 | 30.2853 | 21.2079 | 35.8982 | 30.431 | 26.9985 | 22.4051 | 10.3972 | 10.3972 | 21.5791 | 0 | 22.0706 | 3.2674 | 1.3023
33 | 2042 | 112.1723 | 78.7334 | 134.2438 | 113.425 | 100.3706 | 83.1963 | 38.6102 | 38.6102 | 80.1349 | 0 | 81.9599 | 12.1337 | 4.9009 |  | 33 | 2042 | 30.8321 | 21.6409 | 36.8987 | 31.1764 | 27.5882 | 22.8676 | 10.6125 | 10.6125 | 22.0262 | 0 | 22.5278 | 3.3351 | 1.3471
34 | 2043 | 114.2143 | 80.349 | 137.9854 | 116.211 | 102.5736 | 84.9228 | 39.4101 | 39.4101 | 81.7949 | 0 | 83.6577 | 12.3851 | 5.0684 |  | 34 | 2043 | 31.3934 | 22.085 | 37.9272 | 31.9422 | 28.1937 | 23.3422 | 10.8324 | 10.8324 | 22.4824 | 0 | 22.9945 | 3.4042 | 1.3931
35 | 2044 | 115.7692 | 81.6333 | 140.6186 | 118.238 | 104.2305 | 86.2774 | 40.2264 | 40.2264 | 83.4893 | 0 | 85.3907 | 12.6416 | 5.1747 |  | 35 | 2044 | 31.8207 | 22.438 | 38.6509 | 32.4993 | 28.6492 | 23.7145 | 11.0568 | 11.0568 | 22.9482 | 0 | 23.4708 | 3.4747 | 1.4223
36 | 2045 | 117.0868 | 82.7586 | 142.703 | 119.8913 | 105.6208 | 87.4527 | 41.0598 | 41.0598 | 85.2189 | 0 | 87.1596 | 12.9035 | 5.2503 |  | 36 | 2045 | 32.1829 | 22.7473 | 39.2239 | 32.9538 | 29.0313 | 24.0376 | 11.2858 | 11.2858 | 23.4236 | 0 | 23.957 | 3.5467 | 1.4431
37 | 2046 | 119.5006 | 84.6431 | 147.2268 | 123.2289 | 108.2344 | 89.4748 | 41.9103 | 41.9103 | 86.9842 | 0 | 88.9651 | 13.1708 | 5.4583 |  | 37 | 2046 | 32.8464 | 23.2653 | 40.4673 | 33.8711 | 29.7497 | 24.5934 | 11.5196 | 11.5196 | 23.9088 | 0 | 24.4533 | 3.6202 | 1.5003
PY Selection | PY19 | [14 empty] | PY Selection | PY19
|  | Met-Ed Zone Summer ($/MWh) |  | Met-Ed Zone Winter ($/MWh) |  | Met-Ed DLC Zone Shoulder ($/MWh) |  | Met-Ed Generation Capacity ($/kW/year) |  | Met-Ed Transmission Capacity ($/kW/year) |  | Met-Ed Distribution Capacity ($/kW/year) |  | Avoided Natural Gas Fuel Costs ($/MMBTU) |  |  |  | Met-Ed Zone Summer ($/MWh) |  | Met-Ed Zone Winter ($/MWh) |  | Met-Ed DLC Zone Shoulder ($/MWh) |  | Met-Ed Generation Capacity ($/kW/year) |  | Met-Ed Transmission Capacity ($/kW/year) |  | Met-Ed Distribution Capacity ($/kW/year) |  | Avoided Natural Gas Fuel Costs ($/MMBTU)
PA ACT 129 Program Year | Year | Summer On-Peak | Summer Off-Peak | Winter On-Peak | Winter Off-Peak | Shoulder On-Peak | Shoulder Off-Peak | Summer | Winter | Summer | Winter | Summer | Winter |  |  | PA ACT 129 Program Year | Year | Summer On-Peak | Summer Off-Peak | Winter On-Peak | Winter Off-Peak | Shoulder On-Peak | Shoulder Off-Peak | Summer | Winter | Summer | Winter | Summer | Winter
18 | 2027 | 0 | 0 | 0 | 0 | 0 | 0 | 0 | 0 | 0 | 0 | 0 | 0 | 0 | Segment 1 | 18 | 2027 | 0 | 0 | 0 | 0 | 0 | 0 | 0 | 0 | 0 | 0 | 0 | 0 | 0 | Segment 1
19 | 2028 | 106.576 | 75.9061 | 113.8678 | 101.575 | 92.8837 | 80.7335 | 68.9359 | 68.9359 | 60.139 | 0 | 55.8163 | 7.2132 | 3.5239 |  | 19 | 2028 | 29.2939 | 20.8638 | 31.2981 | 27.9193 | 25.5304 | 22.1907 | 18.948 | 18.948 | 16.53 | 0 | 15.3419 | 1.9826 | 0.9686
20 | 2029 | 115.8355 | 86.0109 | 124.5159 | 111.4349 | 101.6955 | 88.539 | 70.3361 | 70.3361 | 61.3848 | 0 | 58.9502 | 8.1627 | 3.4083 |  | 20 | 2029 | 31.839 | 23.6413 | 34.2249 | 30.6294 | 27.9524 | 24.3362 | 19.3328 | 19.3328 | 16.8724 | 0 | 16.2033 | 2.2436 | 0.9368
21 | 2030 | 121.7177 | 93.8049 | 133.1787 | 119.4436 | 111.2051 | 96.728 | 71.7638 | 71.7638 | 62.6564 | 0 | 62.1595 | 8.6434 | 3.2606 |  | 21 | 2030 | 33.4558 | 25.7836 | 36.606 | 32.8307 | 30.5662 | 26.587 | 19.7253 | 19.7253 | 17.222 | 0 | 17.0854 | 2.3758 | 0.89622
22 | 2031 | 119.6221 | 90.5817 | 126.8793 | 115.0712 | 106.0445 | 93.8217 | 73.2242 | 73.2242 | 63.9544 | 0 | 65.4108 | 9.6837 | 3.2305 | Segment 2 | 22 | 2031 | 32.8798 | 24.8976 | 34.8745 | 31.6289 | 29.1478 | 25.7882 | 20.1267 | 20.1267 | 17.5787 | 0 | 17.9791 | 2.6617 | 0.88796 | Segment 2
23 | 2032 | 92.0906 | 63.023 | 101.9393 | 89.2971 | 79.1463 | 66.699 | 31.4525 | 31.4525 | 65.2792 | 0 | 66.7658 | 9.8843 | 3.3164 |  | 23 | 2032 | 25.3124 | 17.3227 | 28.0194 | 24.5445 | 21.7544 | 18.3331 | 8.6452 | 8.6452 | 17.9429 | 0 | 18.3515 | 2.7168 | 0.91155
24 | 2033 | 95.131 | 65.2886 | 106.9088 | 92.8912 | 82.1818 | 68.9613 | 32.1041 | 32.1041 | 66.6315 | 0 | 68.1489 | 10.0891 | 3.5856 |  | 24 | 2033 | 26.1481 | 17.9454 | 29.3853 | 25.5324 | 22.5888 | 18.9549 | 8.8242 | 8.8242 | 18.3146 | 0 | 18.7317 | 2.7731 | 0.98554
25 | 2034 | 98.6904 | 67.915 | 112.9505 | 97.2272 | 86.0341 | 71.7894 | 32.7691 | 32.7691 | 68.0118 | 0 | 69.5607 | 10.2981 | 3.9224 |  | 25 | 2034 | 27.1264 | 18.6674 | 31.046 | 26.7242 | 23.6476 | 19.7323 | 9.007 | 9.007 | 18.694 | 0 | 19.1197 | 2.8306 | 1.0781
26 | 2035 | 102.1568 | 70.4809 | 118.6931 | 101.3606 | 89.8981 | 74.6291 | 33.448 | 33.448 | 69.4207 | 0 | 71.0016 | 10.5114 | 4.2482 |  | 26 | 2035 | 28.0792 | 19.3726 | 32.6244 | 27.8603 | 24.7097 | 20.5128 | 9.1936 | 9.1936 | 19.0812 | 0 | 19.5158 | 2.8892 | 1.1677
27 | 2036 | 105.421 | 72.9111 | 124.0029 | 105.1996 | 93.3029 | 77.1561 | 34.1408 | 34.1408 | 70.8588 | 0 | 72.4725 | 10.7291 | 4.5417 |  | 27 | 2036 | 28.9764 | 20.0406 | 34.0839 | 28.9155 | 25.6456 | 21.2074 | 9.3841 | 9.3841 | 19.4765 | 0 | 19.92 | 2.9491 | 1.2483
28 | 2037 | 107.6463 | 74.6296 | 128.0349 | 108.1622 | 95.6853 | 78.9828 | 34.8481 | 34.8481 | 72.3266 | 0 | 73.9738 | 10.9514 | 4.735 | Segment 3 | 28 | 2037 | 29.5881 | 20.5129 | 35.1921 | 29.7298 | 26.3004 | 21.7095 | 9.5785 | 9.5785 | 19.88 | 0 | 20.3327 | 3.0101 | 1.3015 | Segment 3
29 | 2038 | 107.4441 | 74.6799 | 126.8257 | 107.5191 | 95.3877 | 78.9675 | 35.57 | 35.57 | 73.8249 | 0 | 75.5062 | 11.1783 | 4.6357 |  | 29 | 2038 | 29.5325 | 20.5268 | 34.8598 | 29.5531 | 26.2186 | 21.7053 | 9.7769 | 9.7769 | 20.2918 | 0 | 20.7539 | 3.0725 | 1.2742
30 | 2039 | 107.4505 | 74.8778 | 126.069 | 107.1914 | 95.3218 | 79.1155 | 36.3068 | 36.3068 | 75.3542 | 0 | 77.0703 | 11.4098 | 4.5605 |  | 30 | 2039 | 29.5342 | 20.5812 | 34.6518 | 29.463 | 26.2005 | 21.746 | 9.9794 | 9.9794 | 20.7121 | 0 | 21.1838 | 3.1361 | 1.2535
31 | 2040 | 108.3462 | 75.6919 | 127.2897 | 108.2294 | 96.2483 | 79.9509 | 37.0589 | 37.0589 | 76.9152 | 0 | 78.6669 | 11.6462 | 4.5925 |  | 31 | 2040 | 29.7804 | 20.8049 | 34.9873 | 29.7483 | 26.4552 | 21.9756 | 10.1862 | 10.1862 | 21.1412 | 0 | 21.6227 | 3.2011 | 1.2623
32 | 2041 | 110.183 | 77.1581 | 130.6038 | 110.713 | 98.225 | 81.5134 | 37.8266 | 37.8266 | 78.5086 | 0 | 80.2965 | 11.8874 | 4.7382 |  | 32 | 2041 | 30.2853 | 21.2079 | 35.8982 | 30.431 | 26.9985 | 22.4051 | 10.3972 | 10.3972 | 21.5791 | 0 | 22.0706 | 3.2674 | 1.3023
33 | 2042 | 112.1723 | 78.7334 | 134.2438 | 113.425 | 100.3706 | 83.1963 | 38.6102 | 38.6102 | 80.1349 | 0 | 81.9599 | 12.1337 | 4.9009 |  | 33 | 2042 | 30.8321 | 21.6409 | 36.8987 | 31.1764 | 27.5882 | 22.8676 | 10.6125 | 10.6125 | 22.0262 | 0 | 22.5278 | 3.3351 | 1.3471
34 | 2043 | 114.2143 | 80.349 | 137.9854 | 116.211 | 102.5736 | 84.9228 | 39.4101 | 39.4101 | 81.7949 | 0 | 83.6577 | 12.3851 | 5.0684 |  | 34 | 2043 | 31.3934 | 22.085 | 37.9272 | 31.9422 | 28.1937 | 23.3422 | 10.8324 | 10.8324 | 22.4824 | 0 | 22.9945 | 3.4042 | 1.3931
35 | 2044 | 115.7692 | 81.6333 | 140.6186 | 118.238 | 104.2305 | 86.2774 | 40.2264 | 40.2264 | 83.4893 | 0 | 85.3907 | 12.6416 | 5.1747 |  | 35 | 2044 | 31.8207 | 22.438 | 38.6509 | 32.4993 | 28.6492 | 23.7145 | 11.0568 | 11.0568 | 22.9482 | 0 | 23.4708 | 3.4747 | 1.4223
36 | 2045 | 117.0868 | 82.7586 | 142.703 | 119.8913 | 105.6208 | 87.4527 | 41.0598 | 41.0598 | 85.2189 | 0 | 87.1596 | 12.9035 | 5.2503 |  | 36 | 2045 | 32.1829 | 22.7473 | 39.2239 | 32.9538 | 29.0313 | 24.0376 | 11.2858 | 11.2858 | 23.4236 | 0 | 23.957 | 3.5467 | 1.4431
37 | 2046 | 119.5006 | 84.6431 | 147.2268 | 123.2289 | 108.2344 | 89.4748 | 41.9103 | 41.9103 | 86.9842 | 0 | 88.9651 | 13.1708 | 5.4583 |  | 37 | 2046 | 32.8464 | 23.2653 | 40.4673 | 33.8711 | 29.7497 | 24.5934 | 11.5196 | 11.5196 | 23.9088 | 0 | 24.4533 | 3.6202 | 1.5003
PY Selection | PY20 | [14 empty] | PY Selection | PY20
|  | Met-Ed Zone Summer ($/MWh) |  | Met-Ed Zone Winter ($/MWh) |  | Met-Ed DLC Zone Shoulder ($/MWh) |  | Met-Ed Generation Capacity ($/kW/year) |  | Met-Ed Transmission Capacity ($/kW/year) |  | Met-Ed Distribution Capacity ($/kW/year) |  | Avoided Natural Gas Fuel Costs ($/MMBTU) |  |  |  | Met-Ed Zone Summer ($/MWh) |  | Met-Ed Zone Winter ($/MWh) |  | Met-Ed DLC Zone Shoulder ($/MWh) |  | Met-Ed Generation Capacity ($/kW/year) |  | Met-Ed Transmission Capacity ($/kW/year) |  | Met-Ed Distribution Capacity ($/kW/year) |  | Avoided Natural Gas Fuel Costs ($/MMBTU)
PA ACT 129 Program Year | Year | Summer On-Peak | Summer Off-Peak | Winter On-Peak | Winter Off-Peak | Shoulder On-Peak | Shoulder Off-Peak | Summer | Winter | Summer | Winter | Summer | Winter |  |  | PA ACT 129 Program Year | Year | Summer On-Peak | Summer Off-Peak | Winter On-Peak | Winter Off-Peak | Shoulder On-Peak | Shoulder Off-Peak | Summer | Winter | Summer | Winter | Summer | Winter
18 | 2027 | 0 | 0 | 0 | 0 | 0 | 0 | 0 | 0 | 0 | 0 | 0 | 0 | 0 | Segment 1 | 18 | 2027 | 0 | 0 | 0 | 0 | 0 | 0 | 0 | 0 | 0 | 0 | 0 | 0 | 0 | Segment 1
19 | 2028 | 0 | 0 | 0 | 0 | 0 | 0 | 0 | 0 | 0 | 0 | 0 | 0 | 0 |  | 19 | 2028 | 0 | 0 | 0 | 0 | 0 | 0 | 0 | 0 | 0 | 0 | 0 | 0 | 0
20 | 2029 | 107.6655 | 77.8409 | 116.3459 | 103.2649 | 93.5255 | 80.369 | 70.3361 | 70.3361 | 61.3848 | 0 | 58.9502 | 8.1627 | 3.4083 |  | 20 | 2029 | 29.5933 | 21.3956 | 31.9793 | 28.3838 | 25.7067 | 22.0905 | 19.3328 | 19.3328 | 16.8724 | 0 | 16.2033 | 2.2436 | 0.9368
21 | 2030 | 115.8977 | 87.9849 | 127.3587 | 113.6236 | 105.3851 | 90.908 | 71.7638 | 71.7638 | 62.6564 | 0 | 62.1595 | 8.6434 | 3.2606 |  | 21 | 2030 | 31.8561 | 24.1839 | 35.0063 | 31.231 | 28.9665 | 24.9873 | 19.7253 | 19.7253 | 17.222 | 0 | 17.0854 | 2.3758 | 0.89622
22 | 2031 | 122.4421 | 93.4017 | 129.6993 | 117.8912 | 108.8645 | 96.6417 | 73.2242 | 73.2242 | 63.9544 | 0 | 65.4108 | 9.6837 | 3.2305 | Segment 2 | 22 | 2031 | 33.6549 | 25.6727 | 35.6496 | 32.404 | 29.9229 | 26.5633 | 20.1267 | 20.1267 | 17.5787 | 0 | 17.9791 | 2.6617 | 0.88796 | Segment 2
23 | 2032 | 121.2606 | 92.193 | 131.1093 | 118.4671 | 108.3163 | 95.869 | 74.7075 | 74.7075 | 65.2792 | 0 | 66.7658 | 9.8843 | 3.3164 |  | 23 | 2032 | 33.3301 | 25.3405 | 36.0372 | 32.5623 | 29.7722 | 26.3509 | 20.5344 | 20.5344 | 17.9429 | 0 | 18.3515 | 2.7168 | 0.91155
24 | 2033 | 95.131 | 65.2886 | 106.9088 | 92.8912 | 82.1818 | 68.9613 | 32.1041 | 32.1041 | 66.6315 | 0 | 68.1489 | 10.0891 | 3.5856 |  | 24 | 2033 | 26.1481 | 17.9454 | 29.3853 | 25.5324 | 22.5888 | 18.9549 | 8.8242 | 8.8242 | 18.3146 | 0 | 18.7317 | 2.7731 | 0.98554
25 | 2034 | 98.6904 | 67.915 | 112.9505 | 97.2272 | 86.0341 | 71.7894 | 32.7691 | 32.7691 | 68.0118 | 0 | 69.5607 | 10.2981 | 3.9224 |  | 25 | 2034 | 27.1264 | 18.6674 | 31.046 | 26.7242 | 23.6476 | 19.7323 | 9.007 | 9.007 | 18.694 | 0 | 19.1197 | 2.8306 | 1.0781
26 | 2035 | 102.1568 | 70.4809 | 118.6931 | 101.3606 | 89.8981 | 74.6291 | 33.448 | 33.448 | 69.4207 | 0 | 71.0016 | 10.5114 | 4.2482 |  | 26 | 2035 | 28.0792 | 19.3726 | 32.6244 | 27.8603 | 24.7097 | 20.5128 | 9.1936 | 9.1936 | 19.0812 | 0 | 19.5158 | 2.8892 | 1.1677
27 | 2036 | 105.421 | 72.9111 | 124.0029 | 105.1996 | 93.3029 | 77.1561 | 34.1408 | 34.1408 | 70.8588 | 0 | 72.4725 | 10.7291 | 4.5417 |  | 27 | 2036 | 28.9764 | 20.0406 | 34.0839 | 28.9155 | 25.6456 | 21.2074 | 9.3841 | 9.3841 | 19.4765 | 0 | 19.92 | 2.9491 | 1.2483
28 | 2037 | 107.6463 | 74.6296 | 128.0349 | 108.1622 | 95.6853 | 78.9828 | 34.8481 | 34.8481 | 72.3266 | 0 | 73.9738 | 10.9514 | 4.735 | Segment 3 | 28 | 2037 | 29.5881 | 20.5129 | 35.1921 | 29.7298 | 26.3004 | 21.7095 | 9.5785 | 9.5785 | 19.88 | 0 | 20.3327 | 3.0101 | 1.3015 | Segment 3
29 | 2038 | 107.4441 | 74.6799 | 126.8257 | 107.5191 | 95.3877 | 78.9675 | 35.57 | 35.57 | 73.8249 | 0 | 75.5062 | 11.1783 | 4.6357 |  | 29 | 2038 | 29.5325 | 20.5268 | 34.8598 | 29.5531 | 26.2186 | 21.7053 | 9.7769 | 9.7769 | 20.2918 | 0 | 20.7539 | 3.0725 | 1.2742
30 | 2039 | 107.4505 | 74.8778 | 126.069 | 107.1914 | 95.3218 | 79.1155 | 36.3068 | 36.3068 | 75.3542 | 0 | 77.0703 | 11.4098 | 4.5605 |  | 30 | 2039 | 29.5342 | 20.5812 | 34.6518 | 29.463 | 26.2005 | 21.746 | 9.9794 | 9.9794 | 20.7121 | 0 | 21.1838 | 3.1361 | 1.2535
31 | 2040 | 108.3462 | 75.6919 | 127.2897 | 108.2294 | 96.2483 | 79.9509 | 37.0589 | 37.0589 | 76.9152 | 0 | 78.6669 | 11.6462 | 4.5925 |  | 31 | 2040 | 29.7804 | 20.8049 | 34.9873 | 29.7483 | 26.4552 | 21.9756 | 10.1862 | 10.1862 | 21.1412 | 0 | 21.6227 | 3.2011 | 1.2623
32 | 2041 | 110.183 | 77.1581 | 130.6038 | 110.713 | 98.225 | 81.5134 | 37.8266 | 37.8266 | 78.5086 | 0 | 80.2965 | 11.8874 | 4.7382 |  | 32 | 2041 | 30.2853 | 21.2079 | 35.8982 | 30.431 | 26.9985 | 22.4051 | 10.3972 | 10.3972 | 21.5791 | 0 | 22.0706 | 3.2674 | 1.3023
33 | 2042 | 112.1723 | 78.7334 | 134.2438 | 113.425 | 100.3706 | 83.1963 | 38.6102 | 38.6102 | 80.1349 | 0 | 81.9599 | 12.1337 | 4.9009 |  | 33 | 2042 | 30.8321 | 21.6409 | 36.8987 | 31.1764 | 27.5882 | 22.8676 | 10.6125 | 10.6125 | 22.0262 | 0 | 22.5278 | 3.3351 | 1.3471
34 | 2043 | 114.2143 | 80.349 | 137.9854 | 116.211 | 102.5736 | 84.9228 | 39.4101 | 39.4101 | 81.7949 | 0 | 83.6577 | 12.3851 | 5.0684 |  | 34 | 2043 | 31.3934 | 22.085 | 37.9272 | 31.9422 | 28.1937 | 23.3422 | 10.8324 | 10.8324 | 22.4824 | 0 | 22.9945 | 3.4042 | 1.3931
35 | 2044 | 115.7692 | 81.6333 | 140.6186 | 118.238 | 104.2305 | 86.2774 | 40.2264 | 40.2264 | 83.4893 | 0 | 85.3907 | 12.6416 | 5.1747 |  | 35 | 2044 | 31.8207 | 22.438 | 38.6509 | 32.4993 | 28.6492 | 23.7145 | 11.0568 | 11.0568 | 22.9482 | 0 | 23.4708 | 3.4747 | 1.4223
36 | 2045 | 117.0868 | 82.7586 | 142.703 | 119.8913 | 105.6208 | 87.4527 | 41.0598 | 41.0598 | 85.2189 | 0 | 87.1596 | 12.9035 | 5.2503 |  | 36 | 2045 | 32.1829 | 22.7473 | 39.2239 | 32.9538 | 29.0313 | 24.0376 | 11.2858 | 11.2858 | 23.4236 | 0 | 23.957 | 3.5467 | 1.4431
37 | 2046 | 119.5006 | 84.6431 | 147.2268 | 123.2289 | 108.2344 | 89.4748 | 41.9103 | 41.9103 | 86.9842 | 0 | 88.9651 | 13.1708 | 5.4583 |  | 37 | 2046 | 32.8464 | 23.2653 | 40.4673 | 33.8711 | 29.7497 | 24.5934 | 11.5196 | 11.5196 | 23.9088 | 0 | 24.4533 | 3.6202 | 1.5003
PY Selection | PY21 | [14 empty] | PY Selection | PY21
|  | Met-Ed Zone Summer ($/MWh) |  | Met-Ed Zone Winter ($/MWh) |  | Met-Ed DLC Zone Shoulder ($/MWh) |  | Met-Ed Generation Capacity ($/kW/year) |  | Met-Ed Transmission Capacity ($/kW/year) |  | Met-Ed Distribution Capacity ($/kW/year) |  | Avoided Natural Gas Fuel Costs ($/MMBTU) |  |  |  | Met-Ed Zone Summer ($/MWh) |  | Met-Ed Zone Winter ($/MWh) |  | Met-Ed DLC Zone Shoulder ($/MWh) |  | Met-Ed Generation Capacity ($/kW/year) |  | Met-Ed Transmission Capacity ($/kW/year) |  | Met-Ed Distribution Capacity ($/kW/year) |  | Avoided Natural Gas Fuel Costs ($/MMBTU)
PA ACT 129 Program Year | Year | Summer On-Peak | Summer Off-Peak | Winter On-Peak | Winter Off-Peak | Shoulder On-Peak | Shoulder Off-Peak | Summer | Winter | Summer | Winter | Summer | Winter |  |  | PA ACT 129 Program Year | Year | Summer On-Peak | Summer Off-Peak | Winter On-Peak | Winter Off-Peak | Shoulder On-Peak | Shoulder Off-Peak | Summer | Winter | Summer | Winter | Summer | Winter
18 | 2027 | 0 | 0 | 0 | 0 | 0 | 0 | 0 | 0 | 0 | 0 | 0 | 0 | 0 | Segment 1 | 18 | 2027 | 0 | 0 | 0 | 0 | 0 | 0 | 0 | 0 | 0 | 0 | 0 | 0 | 0 | Segment 1
19 | 2028 | 0 | 0 | 0 | 0 | 0 | 0 | 0 | 0 | 0 | 0 | 0 | 0 | 0 |  | 19 | 2028 | 0 | 0 | 0 | 0 | 0 | 0 | 0 | 0 | 0 | 0 | 0 | 0 | 0
20 | 2029 | 0 | 0 | 0 | 0 | 0 | 0 | 0 | 0 | 0 | 0 | 0 | 0 | 0 |  | 20 | 2029 | 0 | 0 | 0 | 0 | 0 | 0 | 0 | 0 | 0 | 0 | 0 | 0 | 0
21 | 2030 | 107.4577 | 79.5449 | 118.9187 | 105.1836 | 96.9451 | 82.468 | 71.7638 | 71.7638 | 62.6564 | 0 | 62.1595 | 8.6434 | 3.2606 |  | 21 | 2030 | 29.5362 | 21.864 | 32.6864 | 28.9112 | 26.6467 | 22.6675 | 19.7253 | 19.7253 | 17.222 | 0 | 17.0854 | 2.3758 | 0.89622
22 | 2031 | 116.4221 | 87.3817 | 123.6793 | 111.8712 | 102.8445 | 90.6217 | 73.2242 | 73.2242 | 63.9544 | 0 | 65.4108 | 9.6837 | 3.2305 | Segment 2 | 22 | 2031 | 32.0002 | 24.0181 | 33.9949 | 30.7493 | 28.2682 | 24.9086 | 20.1267 | 20.1267 | 17.5787 | 0 | 17.9791 | 2.6617 | 0.88796 | Segment 2
23 | 2032 | 124.1806 | 95.113 | 134.0293 | 121.3871 | 111.2363 | 98.789 | 74.7075 | 74.7075 | 65.2792 | 0 | 66.7658 | 9.8843 | 3.3164 |  | 23 | 2032 | 34.1327 | 26.1431 | 36.8398 | 33.3649 | 30.5748 | 27.1535 | 20.5344 | 20.5344 | 17.9429 | 0 | 18.3515 | 2.7168 | 0.91155
24 | 2033 | 124.611 | 94.7686 | 136.3888 | 122.3712 | 111.6618 | 98.4413 | 76.2241 | 76.2241 | 66.6315 | 0 | 68.1489 | 10.0891 | 3.5856 |  | 24 | 2033 | 34.251 | 26.0484 | 37.4883 | 33.6354 | 30.6918 | 27.0579 | 20.9512 | 20.9512 | 18.3146 | 0 | 18.7317 | 2.7731 | 0.98554
25 | 2034 | 98.6904 | 67.915 | 112.9505 | 97.2272 | 86.0341 | 71.7894 | 32.7691 | 32.7691 | 68.0118 | 0 | 69.5607 | 10.2981 | 3.9224 |  | 25 | 2034 | 27.1264 | 18.6674 | 31.046 | 26.7242 | 23.6476 | 19.7323 | 9.007 | 9.007 | 18.694 | 0 | 19.1197 | 2.8306 | 1.0781
26 | 2035 | 102.1568 | 70.4809 | 118.6931 | 101.3606 | 89.8981 | 74.6291 | 33.448 | 33.448 | 69.4207 | 0 | 71.0016 | 10.5114 | 4.2482 |  | 26 | 2035 | 28.0792 | 19.3726 | 32.6244 | 27.8603 | 24.7097 | 20.5128 | 9.1936 | 9.1936 | 19.0812 | 0 | 19.5158 | 2.8892 | 1.1677
27 | 2036 | 105.421 | 72.9111 | 124.0029 | 105.1996 | 93.3029 | 77.1561 | 34.1408 | 34.1408 | 70.8588 | 0 | 72.4725 | 10.7291 | 4.5417 |  | 27 | 2036 | 28.9764 | 20.0406 | 34.0839 | 28.9155 | 25.6456 | 21.2074 | 9.3841 | 9.3841 | 19.4765 | 0 | 19.92 | 2.9491 | 1.2483
28 | 2037 | 107.6463 | 74.6296 | 128.0349 | 108.1622 | 95.6853 | 78.9828 | 34.8481 | 34.8481 | 72.3266 | 0 | 73.9738 | 10.9514 | 4.735 | Segment 3 | 28 | 2037 | 29.5881 | 20.5129 | 35.1921 | 29.7298 | 26.3004 | 21.7095 | 9.5785 | 9.5785 | 19.88 | 0 | 20.3327 | 3.0101 | 1.3015 | Segment 3
29 | 2038 | 107.4441 | 74.6799 | 126.8257 | 107.5191 | 95.3877 | 78.9675 | 35.57 | 35.57 | 73.8249 | 0 | 75.5062 | 11.1783 | 4.6357 |  | 29 | 2038 | 29.5325 | 20.5268 | 34.8598 | 29.5531 | 26.2186 | 21.7053 | 9.7769 | 9.7769 | 20.2918 | 0 | 20.7539 | 3.0725 | 1.2742
30 | 2039 | 107.4505 | 74.8778 | 126.069 | 107.1914 | 95.3218 | 79.1155 | 36.3068 | 36.3068 | 75.3542 | 0 | 77.0703 | 11.4098 | 4.5605 |  | 30 | 2039 | 29.5342 | 20.5812 | 34.6518 | 29.463 | 26.2005 | 21.746 | 9.9794 | 9.9794 | 20.7121 | 0 | 21.1838 | 3.1361 | 1.2535
31 | 2040 | 108.3462 | 75.6919 | 127.2897 | 108.2294 | 96.2483 | 79.9509 | 37.0589 | 37.0589 | 76.9152 | 0 | 78.6669 | 11.6462 | 4.5925 |  | 31 | 2040 | 29.7804 | 20.8049 | 34.9873 | 29.7483 | 26.4552 | 21.9756 | 10.1862 | 10.1862 | 21.1412 | 0 | 21.6227 | 3.2011 | 1.2623
32 | 2041 | 110.183 | 77.1581 | 130.6038 | 110.713 | 98.225 | 81.5134 | 37.8266 | 37.8266 | 78.5086 | 0 | 80.2965 | 11.8874 | 4.7382 |  | 32 | 2041 | 30.2853 | 21.2079 | 35.8982 | 30.431 | 26.9985 | 22.4051 | 10.3972 | 10.3972 | 21.5791 | 0 | 22.0706 | 3.2674 | 1.3023
33 | 2042 | 112.1723 | 78.7334 | 134.2438 | 113.425 | 100.3706 | 83.1963 | 38.6102 | 38.6102 | 80.1349 | 0 | 81.9599 | 12.1337 | 4.9009 |  | 33 | 2042 | 30.8321 | 21.6409 | 36.8987 | 31.1764 | 27.5882 | 22.8676 | 10.6125 | 10.6125 | 22.0262 | 0 | 22.5278 | 3.3351 | 1.3471
34 | 2043 | 114.2143 | 80.349 | 137.9854 | 116.211 | 102.5736 | 84.9228 | 39.4101 | 39.4101 | 81.7949 | 0 | 83.6577 | 12.3851 | 5.0684 |  | 34 | 2043 | 31.3934 | 22.085 | 37.9272 | 31.9422 | 28.1937 | 23.3422 | 10.8324 | 10.8324 | 22.4824 | 0 | 22.9945 | 3.4042 | 1.3931
35 | 2044 | 115.7692 | 81.6333 | 140.6186 | 118.238 | 104.2305 | 86.2774 | 40.2264 | 40.2264 | 83.4893 | 0 | 85.3907 | 12.6416 | 5.1747 |  | 35 | 2044 | 31.8207 | 22.438 | 38.6509 | 32.4993 | 28.6492 | 23.7145 | 11.0568 | 11.0568 | 22.9482 | 0 | 23.4708 | 3.4747 | 1.4223
36 | 2045 | 117.0868 | 82.7586 | 142.703 | 119.8913 | 105.6208 | 87.4527 | 41.0598 | 41.0598 | 85.2189 | 0 | 87.1596 | 12.9035 | 5.2503 |  | 36 | 2045 | 32.1829 | 22.7473 | 39.2239 | 32.9538 | 29.0313 | 24.0376 | 11.2858 | 11.2858 | 23.4236 | 0 | 23.957 | 3.5467 | 1.4431
37 | 2046 | 119.5006 | 84.6431 | 147.2268 | 123.2289 | 108.2344 | 89.4748 | 41.9103 | 41.9103 | 86.9842 | 0 | 88.9651 | 13.1708 | 5.4583 |  | 37 | 2046 | 32.8464 | 23.2653 | 40.4673 | 33.8711 | 29.7497 | 24.5934 | 11.5196 | 11.5196 | 23.9088 | 0 | 24.4533 | 3.6202 | 1.5003
PY Selection | PY22 | [14 empty] | PY Selection | PY22
|  | Met-Ed Zone Summer ($/MWh) |  | Met-Ed Zone Winter ($/MWh) |  | Met-Ed DLC Zone Shoulder ($/MWh) |  | Met-Ed Generation Capacity ($/kW/year) |  | Met-Ed Transmission Capacity ($/kW/year) |  | Met-Ed Distribution Capacity ($/kW/year) |  | Avoided Natural Gas Fuel Costs ($/MMBTU) |  |  |  | Met-Ed Zone Summer ($/MWh) |  | Met-Ed Zone Winter ($/MWh) |  | Met-Ed DLC Zone Shoulder ($/MWh) |  | Met-Ed Generation Capacity ($/kW/year) |  | Met-Ed Transmission Capacity ($/kW/year) |  | Met-Ed Distribution Capacity ($/kW/year) |  | Avoided Natural Gas Fuel Costs ($/MMBTU)
PA ACT 129 Program Year | Year | Summer On-Peak | Summer Off-Peak | Winter On-Peak | Winter Off-Peak | Shoulder On-Peak | Shoulder Off-Peak | Summer | Winter | Summer | Winter | Summer | Winter |  |  | PA ACT 129 Program Year | Year | Summer On-Peak | Summer Off-Peak | Winter On-Peak | Winter Off-Peak | Shoulder On-Peak | Shoulder Off-Peak | Summer | Winter | Summer | Winter | Summer | Winter
18 | 2027 | 0 | 0 | 0 | 0 | 0 | 0 | 0 | 0 | 0 | 0 | 0 | 0 | 0 | Segment 1 | 18 | 2027 | 0 | 0 | 0 | 0 | 0 | 0 | 0 | 0 | 0 | 0 | 0 | 0 | 0 | Segment 1
19 | 2028 | 0 | 0 | 0 | 0 | 0 | 0 | 0 | 0 | 0 | 0 | 0 | 0 | 0 |  | 19 | 2028 | 0 | 0 | 0 | 0 | 0 | 0 | 0 | 0 | 0 | 0 | 0 | 0 | 0
20 | 2029 | 0 | 0 | 0 | 0 | 0 | 0 | 0 | 0 | 0 | 0 | 0 | 0 | 0 |  | 20 | 2029 | 0 | 0 | 0 | 0 | 0 | 0 | 0 | 0 | 0 | 0 | 0 | 0 | 0
21 | 2030 | 0 | 0 | 0 | 0 | 0 | 0 | 0 | 0 | 0 | 0 | 0 | 0 | 0 |  | 21 | 2030 | 0 | 0 | 0 | 0 | 0 | 0 | 0 | 0 | 0 | 0 | 0 | 0 | 0
22 | 2031 | 107.7121 | 78.6717 | 114.9693 | 103.1612 | 94.1345 | 81.9117 | 73.2242 | 73.2242 | 63.9544 | 0 | 65.4108 | 9.6837 | 3.2305 | Segment 2 | 22 | 2031 | 29.6061 | 21.624 | 31.6009 | 28.3553 | 25.8742 | 22.5145 | 20.1267 | 20.1267 | 17.5787 | 0 | 17.9791 | 2.6617 | 0.88796 | Segment 2
23 | 2032 | 117.9506 | 88.883 | 127.7993 | 115.1571 | 105.0063 | 92.559 | 74.7075 | 74.7075 | 65.2792 | 0 | 66.7658 | 9.8843 | 3.3164 |  | 23 | 2032 | 32.4203 | 24.4307 | 35.1274 | 31.6525 | 28.8624 | 25.4411 | 20.5344 | 20.5344 | 17.9429 | 0 | 18.3515 | 2.7168 | 0.91155
24 | 2033 | 127.561 | 97.7186 | 139.3388 | 125.3212 | 114.6118 | 101.3913 | 76.2241 | 76.2241 | 66.6315 | 0 | 68.1489 | 10.0891 | 3.5856 |  | 24 | 2033 | 35.0619 | 26.8593 | 38.2992 | 34.4462 | 31.5026 | 27.8688 | 20.9512 | 20.9512 | 18.3146 | 0 | 18.7317 | 2.7731 | 0.98554
25 | 2034 | 128.4104 | 97.635 | 142.6705 | 126.9472 | 115.7541 | 101.5094 | 77.7741 | 77.7741 | 68.0118 | 0 | 69.5607 | 10.2981 | 3.9224 |  | 25 | 2034 | 35.2953 | 26.8363 | 39.2149 | 34.8932 | 31.8166 | 27.9012 | 21.3773 | 21.3773 | 18.694 | 0 | 19.1197 | 2.8306 | 1.0781
26 | 2035 | 102.1568 | 70.4809 | 118.6931 | 101.3606 | 89.8981 | 74.6291 | 33.448 | 33.448 | 69.4207 | 0 | 71.0016 | 10.5114 | 4.2482 |  | 26 | 2035 | 28.0792 | 19.3726 | 32.6244 | 27.8603 | 24.7097 | 20.5128 | 9.1936 | 9.1936 | 19.0812 | 0 | 19.5158 | 2.8892 | 1.1677
27 | 2036 | 105.421 | 72.9111 | 124.0029 | 105.1996 | 93.3029 | 77.1561 | 34.1408 | 34.1408 | 70.8588 | 0 | 72.4725 | 10.7291 | 4.5417 |  | 27 | 2036 | 28.9764 | 20.0406 | 34.0839 | 28.9155 | 25.6456 | 21.2074 | 9.3841 | 9.3841 | 19.4765 | 0 | 19.92 | 2.9491 | 1.2483
28 | 2037 | 107.6463 | 74.6296 | 128.0349 | 108.1622 | 95.6853 | 78.9828 | 34.8481 | 34.8481 | 72.3266 | 0 | 73.9738 | 10.9514 | 4.735 | Segment 3 | 28 | 2037 | 29.5881 | 20.5129 | 35.1921 | 29.7298 | 26.3004 | 21.7095 | 9.5785 | 9.5785 | 19.88 | 0 | 20.3327 | 3.0101 | 1.3015 | Segment 3
29 | 2038 | 107.4441 | 74.6799 | 126.8257 | 107.5191 | 95.3877 | 78.9675 | 35.57 | 35.57 | 73.8249 | 0 | 75.5062 | 11.1783 | 4.6357 |  | 29 | 2038 | 29.5325 | 20.5268 | 34.8598 | 29.5531 | 26.2186 | 21.7053 | 9.7769 | 9.7769 | 20.2918 | 0 | 20.7539 | 3.0725 | 1.2742
30 | 2039 | 107.4505 | 74.8778 | 126.069 | 107.1914 | 95.3218 | 79.1155 | 36.3068 | 36.3068 | 75.3542 | 0 | 77.0703 | 11.4098 | 4.5605 |  | 30 | 2039 | 29.5342 | 20.5812 | 34.6518 | 29.463 | 26.2005 | 21.746 | 9.9794 | 9.9794 | 20.7121 | 0 | 21.1838 | 3.1361 | 1.2535
31 | 2040 | 108.3462 | 75.6919 | 127.2897 | 108.2294 | 96.2483 | 79.9509 | 37.0589 | 37.0589 | 76.9152 | 0 | 78.6669 | 11.6462 | 4.5925 |  | 31 | 2040 | 29.7804 | 20.8049 | 34.9873 | 29.7483 | 26.4552 | 21.9756 | 10.1862 | 10.1862 | 21.1412 | 0 | 21.6227 | 3.2011 | 1.2623
32 | 2041 | 110.183 | 77.1581 | 130.6038 | 110.713 | 98.225 | 81.5134 | 37.8266 | 37.8266 | 78.5086 | 0 | 80.2965 | 11.8874 | 4.7382 |  | 32 | 2041 | 30.2853 | 21.2079 | 35.8982 | 30.431 | 26.9985 | 22.4051 | 10.3972 | 10.3972 | 21.5791 | 0 | 22.0706 | 3.2674 | 1.3023
33 | 2042 | 112.1723 | 78.7334 | 134.2438 | 113.425 | 100.3706 | 83.1963 | 38.6102 | 38.6102 | 80.1349 | 0 | 81.9599 | 12.1337 | 4.9009 |  | 33 | 2042 | 30.8321 | 21.6409 | 36.8987 | 31.1764 | 27.5882 | 22.8676 | 10.6125 | 10.6125 | 22.0262 | 0 | 22.5278 | 3.3351 | 1.3471
34 | 2043 | 114.2143 | 80.349 | 137.9854 | 116.211 | 102.5736 | 84.9228 | 39.4101 | 39.4101 | 81.7949 | 0 | 83.6577 | 12.3851 | 5.0684 |  | 34 | 2043 | 31.3934 | 22.085 | 37.9272 | 31.9422 | 28.1937 | 23.3422 | 10.8324 | 10.8324 | 22.4824 | 0 | 22.9945 | 3.4042 | 1.3931
35 | 2044 | 115.7692 | 81.6333 | 140.6186 | 118.238 | 104.2305 | 86.2774 | 40.2264 | 40.2264 | 83.4893 | 0 | 85.3907 | 12.6416 | 5.1747 |  | 35 | 2044 | 31.8207 | 22.438 | 38.6509 | 32.4993 | 28.6492 | 23.7145 | 11.0568 | 11.0568 | 22.9482 | 0 | 23.4708 | 3.4747 | 1.4223
36 | 2045 | 117.0868 | 82.7586 | 142.703 | 119.8913 | 105.6208 | 87.4527 | 41.0598 | 41.0598 | 85.2189 | 0 | 87.1596 | 12.9035 | 5.2503 |  | 36 | 2045 | 32.1829 | 22.7473 | 39.2239 | 32.9538 | 29.0313 | 24.0376 | 11.2858 | 11.2858 | 23.4236 | 0 | 23.957 | 3.5467 | 1.4431
37 | 2046 | 119.5006 | 84.6431 | 147.2268 | 123.2289 | 108.2344 | 89.4748 | 41.9103 | 41.9103 | 86.9842 | 0 | 88.9651 | 13.1708 | 5.4583 |  | 37 | 2046 | 32.8464 | 23.2653 | 40.4673 | 33.8711 | 29.7497 | 24.5934 | 11.5196 | 11.5196 | 23.9088 | 0 | 24.4533 | 3.6202 | 1.5003

## Penelec LI
Values from Results of ACC Model | [15 empty] | CALCULATIONS
PY Selection | PY18 |  | SWE Note: This data includes avoided energy costs from the Arrearages Study and should only be applied for low income programs | [12 empty] | PY Selection | PY18 |  | SWE Note: This data includes avoided energy costs from the Arrearages Study and should only be applied for low income programs
|  | Penelec Zone Summer ($/MWh) |  | Penelec Zone Winter ($/MWh) |  | Penelec DLC Zone Shoulder ($/MWh) |  | Penelec Generation Capacity ($/kW/year) |  | Penelec Transmission Capacity ($/kW/year) |  | Penelec Distribution Capacity ($/kW/year) |  | Avoided Natural Gas Fuel Costs ($/MMBTU) |  |  |  | Penelec Zone Summer ($/MWh) |  | Penelec Zone Winter ($/MWh) |  | Penelec DLC Zone Shoulder ($/MWh) |  | Penelec Generation Capacity ($/kW/year) |  | Penelec Transmission Capacity ($/kW/year) |  | Penelec Distribution Capacity ($/kW/year) |  | Avoided Natural Gas Fuel Costs ($/MMBTU)
PA ACT 129 Program Year | Year | Summer On-Peak | Summer Off-Peak | Winter On-Peak | Winter Off-Peak | Shoulder On-Peak | Shoulder Off-Peak | Summer | Winter | Summer | Winter | Summer | Winter |  |  | PA ACT 129 Program Year | Year | Summer On-Peak | Summer Off-Peak | Winter On-Peak | Winter Off-Peak | Shoulder On-Peak | Shoulder Off-Peak | Summer | Winter | Summer | Winter | Summer | Winter
18 | 2027 | 103.3381 | 75.2963 | 107.3696 | 96.0929 | 90.6053 | 78.8235 | 99.2535 | 99.2535 | 44.1889 | 14.7296 | 37.1797 | 5.7866 | 3.7538 | Segment 1 | 18 | 2027 | 27.124 | 19.7637 | 28.1822 | 25.2223 | 23.782 | 20.6895 | 26.0519 | 26.0519 | 11.5986 | 3.8662 | 9.7589 | 1.5189 | 0.98528 | Segment 1
19 | 2028 | 114.6142 | 84.8124 | 121.6996 | 109.7548 | 101.3095 | 89.5032 | 68.9359 | 68.9359 | 45.1042 | 15.0347 | 42.6428 | 5.9729 | 3.678 |  | 19 | 2028 | 30.0837 | 22.2614 | 31.9435 | 28.8083 | 26.5916 | 23.4927 | 18.0942 | 18.0942 | 11.8389 | 3.9463 | 11.1928 | 1.5678 | 0.9654
20 | 2029 | 123.0345 | 94.0541 | 131.4692 | 118.7585 | 109.2947 | 96.5107 | 70.3361 | 70.3361 | 46.0386 | 15.3462 | 47.9815 | 6.2364 | 3.5623 |  | 20 | 2029 | 32.2939 | 24.6872 | 34.5078 | 31.1716 | 28.6875 | 25.332 | 18.4617 | 18.4617 | 12.0841 | 4.028 | 12.5941 | 1.6369 | 0.93504
21 | 2030 | 121.0818 | 93.9591 | 132.2183 | 118.8721 | 110.8668 | 96.7994 | 71.7638 | 71.7638 | 46.9923 | 15.6641 | 53.0509 | 6.5809 | 3.4178 |  | 21 | 2030 | 31.7814 | 24.6622 | 34.7045 | 31.2014 | 29.1001 | 25.4078 | 18.8365 | 18.8365 | 12.3345 | 4.1115 | 13.9247 | 1.7273 | 0.89709
22 | 2031 | 89.3865 | 61.2467 | 96.2054 | 84.8896 | 76.1627 | 64.3739 | 30.8142 | 30.8142 | 47.9658 | 15.9886 | 57.9683 | 7.2358 | 3.3679 | Segment 2 | 22 | 2031 | 23.462 | 16.0759 | 25.2518 | 22.2817 | 19.9911 | 16.8968 | 8.0881 | 8.0881 | 12.59 | 4.1967 | 15.2154 | 1.8993 | 0.88401 | Segment 2
23 | 2032 | 89.7936 | 61.6954 | 99.1601 | 87.0928 | 77.2183 | 65.2692 | 31.4525 | 31.4525 | 48.9594 | 16.3198 | 59.1691 | 7.3857 | 3.4332 |  | 23 | 2032 | 23.5689 | 16.1937 | 26.0274 | 22.86 | 20.2681 | 17.1318 | 8.2556 | 8.2556 | 12.8508 | 4.2836 | 15.5306 | 1.9386 | 0.90113
24 | 2033 | 92.5776 | 63.7844 | 103.9068 | 90.5334 | 80.0302 | 67.3774 | 32.1041 | 32.1041 | 49.9736 | 16.6579 | 60.3948 | 7.5387 | 3.6809 |  | 24 | 2033 | 24.2996 | 16.742 | 27.2733 | 23.7631 | 21.0062 | 17.6851 | 8.4266 | 8.4266 | 13.117 | 4.3723 | 15.8523 | 1.9788 | 0.96615
25 | 2034 | 95.8744 | 66.2301 | 109.7065 | 94.7027 | 83.6509 | 70.0461 | 32.7691 | 32.7691 | 51.0088 | 17.0029 | 61.6459 | 7.6949 | 3.9953 |  | 25 | 2034 | 25.165 | 17.384 | 28.7956 | 24.8574 | 21.9566 | 18.3856 | 8.6012 | 8.6012 | 13.3887 | 4.4629 | 16.1807 | 2.0197 | 1.0487
26 | 2035 | 99.0793 | 68.6159 | 115.1718 | 98.6452 | 87.2779 | 72.7226 | 33.448 | 33.448 | 52.0655 | 17.3552 | 62.923 | 7.8543 | 4.2978 |  | 26 | 2035 | 26.0062 | 18.0102 | 30.2301 | 25.8922 | 22.9086 | 19.0881 | 8.7794 | 8.7794 | 13.6661 | 4.5554 | 16.5159 | 2.0616 | 1.1281
27 | 2036 | 102.0887 | 70.8706 | 120.1557 | 102.2597 | 90.4417 | 75.0837 | 34.1408 | 34.1408 | 53.1441 | 17.7147 | 64.2264 | 8.017 | 4.567 |  | 27 | 2036 | 26.7961 | 18.602 | 31.5383 | 26.841 | 23.739 | 19.7079 | 8.9612 | 8.9612 | 13.9492 | 4.6497 | 16.8581 | 2.1043 | 1.1987
28 | 2037 | 104.0857 | 72.4318 | 123.7705 | 104.935 | 92.5858 | 76.7462 | 34.8481 | 34.8481 | 54.245 | 18.0817 | 65.5569 | 8.1831 | 4.735 | Segment 3 | 28 | 2037 | 27.3203 | 19.0118 | 32.4871 | 27.5432 | 24.3018 | 20.1442 | 9.1469 | 9.1469 | 14.2381 | 4.746 | 17.2073 | 2.1479 | 1.2428 | Segment 3
29 | 2038 | 103.9177 | 72.5057 | 122.4888 | 104.242 | 92.2998 | 76.7389 | 35.57 | 35.57 | 55.3687 | 18.4562 | 66.915 | 8.3526 | 4.6357 |  | 29 | 2038 | 27.2762 | 19.0312 | 32.1507 | 27.3613 | 24.2267 | 20.1423 | 9.3364 | 9.3364 | 14.5331 | 4.8444 | 17.5637 | 2.1924 | 1.2168
30 | 2039 | 103.9501 | 72.7215 | 121.677 | 103.8764 | 92.2428 | 76.893 | 36.3068 | 36.3068 | 56.5157 | 18.8386 | 68.3011 | 8.5256 | 4.5605 |  | 30 | 2039 | 27.2847 | 19.0878 | 31.9376 | 27.2653 | 24.2117 | 20.1828 | 9.5298 | 9.5298 | 14.8341 | 4.9447 | 17.9276 | 2.2378 | 1.197
31 | 2040 | 104.8347 | 73.528 | 122.9212 | 104.9306 | 93.1655 | 77.7258 | 37.0589 | 37.0589 | 57.6864 | 19.2288 | 69.716 | 8.7022 | 4.5925 |  | 31 | 2040 | 27.5169 | 19.2995 | 32.2642 | 27.542 | 24.4539 | 20.4013 | 9.7272 | 9.7272 | 15.1414 | 5.0471 | 18.299 | 2.2842 | 1.2054
32 | 2041 | 106.6212 | 74.9595 | 126.3418 | 107.4874 | 95.1251 | 79.2766 | 37.8266 | 37.8266 | 58.8814 | 19.6271 | 71.1602 | 8.8825 | 4.7382 |  | 32 | 2041 | 27.9858 | 19.6753 | 33.162 | 28.2131 | 24.9683 | 20.8084 | 9.9287 | 9.9287 | 15.4551 | 5.1517 | 18.678 | 2.3315 | 1.2437
33 | 2042 | 108.5544 | 76.4961 | 130.1007 | 110.2814 | 97.2518 | 80.9464 | 38.6102 | 38.6102 | 60.1012 | 20.0337 | 72.6343 | 9.0665 | 4.9009 |  | 33 | 2042 | 28.4932 | 20.0786 | 34.1486 | 28.9465 | 25.5265 | 21.2467 | 10.1344 | 10.1344 | 15.7753 | 5.2584 | 19.0649 | 2.3798 | 1.2864
34 | 2043 | 110.5386 | 78.0719 | 133.9648 | 113.1518 | 99.4351 | 82.6594 | 39.4101 | 39.4101 | 61.3462 | 20.4487 | 74.139 | 9.2543 | 5.0684 |  | 34 | 2043 | 29.014 | 20.4922 | 35.1629 | 29.6999 | 26.0996 | 21.6963 | 10.3443 | 10.3443 | 16.1021 | 5.3674 | 19.4599 | 2.4291 | 1.3304
35 | 2044 | 112.0567 | 79.331 | 136.6757 | 115.2323 | 101.0797 | 84.0055 | 40.2264 | 40.2264 | 62.617 | 20.8723 | 75.6748 | 9.446 | 5.1747 |  | 35 | 2044 | 29.4125 | 20.8227 | 35.8744 | 30.246 | 26.5312 | 22.0496 | 10.5586 | 10.5586 | 16.4356 | 5.4785 | 19.863 | 2.4794 | 1.3583
36 | 2045 | 113.3483 | 80.4383 | 138.8154 | 116.9236 | 102.4611 | 85.1746 | 41.0598 | 41.0598 | 63.9141 | 21.3047 | 77.2424 | 9.6417 | 5.2503 |  | 36 | 2045 | 29.7515 | 21.1133 | 36.436 | 30.6899 | 26.8938 | 22.3565 | 10.7773 | 10.7773 | 16.7761 | 5.592 | 20.2745 | 2.5307 | 1.3781
37 | 2046 | 115.6903 | 82.2734 | 143.4912 | 120.3659 | 105.0504 | 87.18 | 41.9103 | 41.9103 | 65.2382 | 21.7461 | 78.8425 | 9.8414 | 5.4583 |  | 37 | 2046 | 30.3662 | 21.595 | 37.6634 | 31.5935 | 27.5735 | 22.8829 | 11.0006 | 11.0006 | 17.1236 | 5.7079 | 20.6945 | 2.5832 | 1.4327
PY Selection | PY19 | [14 empty] | PY Selection | PY19
|  | Penelec Zone Summer ($/MWh) |  | Penelec Zone Winter ($/MWh) |  | Penelec DLC Zone Shoulder ($/MWh) |  | Penelec Generation Capacity ($/kW/year) |  | Penelec Transmission Capacity ($/kW/year) |  | Penelec Distribution Capacity ($/kW/year) |  | Avoided Natural Gas Fuel Costs ($/MMBTU) |  |  |  | Penelec Zone Summer ($/MWh) |  | Penelec Zone Winter ($/MWh) |  | Penelec DLC Zone Shoulder ($/MWh) |  | Penelec Generation Capacity ($/kW/year) |  | Penelec Transmission Capacity ($/kW/year) |  | Penelec Distribution Capacity ($/kW/year) |  | Avoided Natural Gas Fuel Costs ($/MMBTU)
PA ACT 129 Program Year | Year | Summer On-Peak | Summer Off-Peak | Winter On-Peak | Winter Off-Peak | Shoulder On-Peak | Shoulder Off-Peak | Summer | Winter | Summer | Winter | Summer | Winter |  |  | PA ACT 129 Program Year | Year | Summer On-Peak | Summer Off-Peak | Winter On-Peak | Winter Off-Peak | Shoulder On-Peak | Shoulder Off-Peak | Summer | Winter | Summer | Winter | Summer | Winter
18 | 2027 | 0 | 0 | 0 | 0 | 0 | 0 | 0 | 0 | 0 | 0 | 0 | 0 | 0 | Segment 1 | 18 | 2027 | 0 | 0 | 0 | 0 | 0 | 0 | 0 | 0 | 0 | 0 | 0 | 0 | 0 | Segment 1
19 | 2028 | 106.0442 | 76.2424 | 113.1296 | 101.1848 | 92.7395 | 80.9332 | 68.9359 | 68.9359 | 45.1042 | 15.0347 | 42.6428 | 5.9729 | 3.678 |  | 19 | 2028 | 27.8343 | 20.012 | 29.6941 | 26.5588 | 24.3421 | 21.2432 | 18.0942 | 18.0942 | 11.8389 | 3.9463 | 11.1928 | 1.5678 | 0.9654
20 | 2029 | 116.7345 | 87.7541 | 125.1692 | 112.4585 | 102.9947 | 90.2107 | 70.3361 | 70.3361 | 46.0386 | 15.3462 | 47.9815 | 6.2364 | 3.5623 |  | 20 | 2029 | 30.6403 | 23.0336 | 32.8542 | 29.5179 | 27.0339 | 23.6784 | 18.4617 | 18.4617 | 12.0841 | 4.028 | 12.5941 | 1.6369 | 0.93504
21 | 2030 | 124.2018 | 97.0791 | 135.3383 | 121.9921 | 113.9868 | 99.9194 | 71.7638 | 71.7638 | 46.9923 | 15.6641 | 53.0509 | 6.5809 | 3.4178 |  | 21 | 2030 | 32.6003 | 25.4812 | 35.5234 | 32.0203 | 29.9191 | 26.2267 | 18.8365 | 18.8365 | 12.3345 | 4.1115 | 13.9247 | 1.7273 | 0.89709
22 | 2031 | 122.3565 | 94.2167 | 129.1754 | 117.8596 | 109.1327 | 97.3439 | 73.2242 | 73.2242 | 47.9658 | 15.9886 | 57.9683 | 7.2358 | 3.3679 | Segment 2 | 22 | 2031 | 32.116 | 24.7298 | 33.9058 | 30.9356 | 28.645 | 25.5507 | 19.2198 | 19.2198 | 12.59 | 4.1967 | 15.2154 | 1.8993 | 0.88401 | Segment 2
23 | 2032 | 89.7936 | 61.6954 | 99.1601 | 87.0928 | 77.2183 | 65.2692 | 31.4525 | 31.4525 | 48.9594 | 16.3198 | 59.1691 | 7.3857 | 3.4332 |  | 23 | 2032 | 23.5689 | 16.1937 | 26.0274 | 22.86 | 20.2681 | 17.1318 | 8.2556 | 8.2556 | 12.8508 | 4.2836 | 15.5306 | 1.9386 | 0.90113
24 | 2033 | 92.5776 | 63.7844 | 103.9068 | 90.5334 | 80.0302 | 67.3774 | 32.1041 | 32.1041 | 49.9736 | 16.6579 | 60.3948 | 7.5387 | 3.6809 |  | 24 | 2033 | 24.2996 | 16.742 | 27.2733 | 23.7631 | 21.0062 | 17.6851 | 8.4266 | 8.4266 | 13.117 | 4.3723 | 15.8523 | 1.9788 | 0.96615
25 | 2034 | 95.8744 | 66.2301 | 109.7065 | 94.7027 | 83.6509 | 70.0461 | 32.7691 | 32.7691 | 51.0088 | 17.0029 | 61.6459 | 7.6949 | 3.9953 |  | 25 | 2034 | 25.165 | 17.384 | 28.7956 | 24.8574 | 21.9566 | 18.3856 | 8.6012 | 8.6012 | 13.3887 | 4.4629 | 16.1807 | 2.0197 | 1.0487
26 | 2035 | 99.0793 | 68.6159 | 115.1718 | 98.6452 | 87.2779 | 72.7226 | 33.448 | 33.448 | 52.0655 | 17.3552 | 62.923 | 7.8543 | 4.2978 |  | 26 | 2035 | 26.0062 | 18.0102 | 30.2301 | 25.8922 | 22.9086 | 19.0881 | 8.7794 | 8.7794 | 13.6661 | 4.5554 | 16.5159 | 2.0616 | 1.1281
27 | 2036 | 102.0887 | 70.8706 | 120.1557 | 102.2597 | 90.4417 | 75.0837 | 34.1408 | 34.1408 | 53.1441 | 17.7147 | 64.2264 | 8.017 | 4.567 |  | 27 | 2036 | 26.7961 | 18.602 | 31.5383 | 26.841 | 23.739 | 19.7079 | 8.9612 | 8.9612 | 13.9492 | 4.6497 | 16.8581 | 2.1043 | 1.1987
28 | 2037 | 104.0857 | 72.4318 | 123.7705 | 104.935 | 92.5858 | 76.7462 | 34.8481 | 34.8481 | 54.245 | 18.0817 | 65.5569 | 8.1831 | 4.735 | Segment 3 | 28 | 2037 | 27.3203 | 19.0118 | 32.4871 | 27.5432 | 24.3018 | 20.1442 | 9.1469 | 9.1469 | 14.2381 | 4.746 | 17.2073 | 2.1479 | 1.2428 | Segment 3
29 | 2038 | 103.9177 | 72.5057 | 122.4888 | 104.242 | 92.2998 | 76.7389 | 35.57 | 35.57 | 55.3687 | 18.4562 | 66.915 | 8.3526 | 4.6357 |  | 29 | 2038 | 27.2762 | 19.0312 | 32.1507 | 27.3613 | 24.2267 | 20.1423 | 9.3364 | 9.3364 | 14.5331 | 4.8444 | 17.5637 | 2.1924 | 1.2168
30 | 2039 | 103.9501 | 72.7215 | 121.677 | 103.8764 | 92.2428 | 76.893 | 36.3068 | 36.3068 | 56.5157 | 18.8386 | 68.3011 | 8.5256 | 4.5605 |  | 30 | 2039 | 27.2847 | 19.0878 | 31.9376 | 27.2653 | 24.2117 | 20.1828 | 9.5298 | 9.5298 | 14.8341 | 4.9447 | 17.9276 | 2.2378 | 1.197
31 | 2040 | 104.8347 | 73.528 | 122.9212 | 104.9306 | 93.1655 | 77.7258 | 37.0589 | 37.0589 | 57.6864 | 19.2288 | 69.716 | 8.7022 | 4.5925 |  | 31 | 2040 | 27.5169 | 19.2995 | 32.2642 | 27.542 | 24.4539 | 20.4013 | 9.7272 | 9.7272 | 15.1414 | 5.0471 | 18.299 | 2.2842 | 1.2054
32 | 2041 | 106.6212 | 74.9595 | 126.3418 | 107.4874 | 95.1251 | 79.2766 | 37.8266 | 37.8266 | 58.8814 | 19.6271 | 71.1602 | 8.8825 | 4.7382 |  | 32 | 2041 | 27.9858 | 19.6753 | 33.162 | 28.2131 | 24.9683 | 20.8084 | 9.9287 | 9.9287 | 15.4551 | 5.1517 | 18.678 | 2.3315 | 1.2437
33 | 2042 | 108.5544 | 76.4961 | 130.1007 | 110.2814 | 97.2518 | 80.9464 | 38.6102 | 38.6102 | 60.1012 | 20.0337 | 72.6343 | 9.0665 | 4.9009 |  | 33 | 2042 | 28.4932 | 20.0786 | 34.1486 | 28.9465 | 25.5265 | 21.2467 | 10.1344 | 10.1344 | 15.7753 | 5.2584 | 19.0649 | 2.3798 | 1.2864
34 | 2043 | 110.5386 | 78.0719 | 133.9648 | 113.1518 | 99.4351 | 82.6594 | 39.4101 | 39.4101 | 61.3462 | 20.4487 | 74.139 | 9.2543 | 5.0684 |  | 34 | 2043 | 29.014 | 20.4922 | 35.1629 | 29.6999 | 26.0996 | 21.6963 | 10.3443 | 10.3443 | 16.1021 | 5.3674 | 19.4599 | 2.4291 | 1.3304
35 | 2044 | 112.0567 | 79.331 | 136.6757 | 115.2323 | 101.0797 | 84.0055 | 40.2264 | 40.2264 | 62.617 | 20.8723 | 75.6748 | 9.446 | 5.1747 |  | 35 | 2044 | 29.4125 | 20.8227 | 35.8744 | 30.246 | 26.5312 | 22.0496 | 10.5586 | 10.5586 | 16.4356 | 5.4785 | 19.863 | 2.4794 | 1.3583
36 | 2045 | 113.3483 | 80.4383 | 138.8154 | 116.9236 | 102.4611 | 85.1746 | 41.0598 | 41.0598 | 63.9141 | 21.3047 | 77.2424 | 9.6417 | 5.2503 |  | 36 | 2045 | 29.7515 | 21.1133 | 36.436 | 30.6899 | 26.8938 | 22.3565 | 10.7773 | 10.7773 | 16.7761 | 5.592 | 20.2745 | 2.5307 | 1.3781
37 | 2046 | 115.6903 | 82.2734 | 143.4912 | 120.3659 | 105.0504 | 87.18 | 41.9103 | 41.9103 | 65.2382 | 21.7461 | 78.8425 | 9.8414 | 5.4583 |  | 37 | 2046 | 30.3662 | 21.595 | 37.6634 | 31.5935 | 27.5735 | 22.8829 | 11.0006 | 11.0006 | 17.1236 | 5.7079 | 20.6945 | 2.5832 | 1.4327
PY Selection | PY20 | [14 empty] | PY Selection | PY20
|  | Penelec Zone Summer ($/MWh) |  | Penelec Zone Winter ($/MWh) |  | Penelec DLC Zone Shoulder ($/MWh) |  | Penelec Generation Capacity ($/kW/year) |  | Penelec Transmission Capacity ($/kW/year) |  | Penelec Distribution Capacity ($/kW/year) |  | Avoided Natural Gas Fuel Costs ($/MMBTU) |  |  |  | Penelec Zone Summer ($/MWh) |  | Penelec Zone Winter ($/MWh) |  | Penelec DLC Zone Shoulder ($/MWh) |  | Penelec Generation Capacity ($/kW/year) |  | Penelec Transmission Capacity ($/kW/year) |  | Penelec Distribution Capacity ($/kW/year) |  | Avoided Natural Gas Fuel Costs ($/MMBTU)
PA ACT 129 Program Year | Year | Summer On-Peak | Summer Off-Peak | Winter On-Peak | Winter Off-Peak | Shoulder On-Peak | Shoulder Off-Peak | Summer | Winter | Summer | Winter | Summer | Winter |  |  | PA ACT 129 Program Year | Year | Summer On-Peak | Summer Off-Peak | Winter On-Peak | Winter Off-Peak | Shoulder On-Peak | Shoulder Off-Peak | Summer | Winter | Summer | Winter | Summer | Winter
18 | 2027 | 0 | 0 | 0 | 0 | 0 | 0 | 0 | 0 | 0 | 0 | 0 | 0 | 0 | Segment 1 | 18 | 2027 | 0 | 0 | 0 | 0 | 0 | 0 | 0 | 0 | 0 | 0 | 0 | 0 | 0 | Segment 1
19 | 2028 | 0 | 0 | 0 | 0 | 0 | 0 | 0 | 0 | 0 | 0 | 0 | 0 | 0 |  | 19 | 2028 | 0 | 0 | 0 | 0 | 0 | 0 | 0 | 0 | 0 | 0 | 0 | 0 | 0
20 | 2029 | 107.5945 | 78.6141 | 116.0292 | 103.3185 | 93.8547 | 81.0707 | 70.3361 | 70.3361 | 46.0386 | 15.3462 | 47.9815 | 6.2364 | 3.5623 |  | 20 | 2029 | 28.2412 | 20.6345 | 30.4552 | 27.1189 | 24.6348 | 21.2793 | 18.4617 | 18.4617 | 12.0841 | 4.028 | 12.5941 | 1.6369 | 0.93504
21 | 2030 | 117.5418 | 90.4191 | 128.6783 | 115.3321 | 107.3268 | 93.2594 | 71.7638 | 71.7638 | 46.9923 | 15.6641 | 53.0509 | 6.5809 | 3.4178 |  | 21 | 2030 | 30.8522 | 23.7331 | 33.7753 | 30.2722 | 28.171 | 24.4786 | 18.8365 | 18.8365 | 12.3345 | 4.1115 | 13.9247 | 1.7273 | 0.89709
22 | 2031 | 125.6565 | 97.5167 | 132.4754 | 121.1596 | 112.4327 | 100.6439 | 73.2242 | 73.2242 | 47.9658 | 15.9886 | 57.9683 | 7.2358 | 3.3679 | Segment 2 | 22 | 2031 | 32.9821 | 25.596 | 34.7719 | 31.8018 | 29.5112 | 26.4169 | 19.2198 | 19.2198 | 12.59 | 4.1967 | 15.2154 | 1.8993 | 0.88401 | Segment 2
23 | 2032 | 124.7836 | 96.6854 | 134.1501 | 122.0828 | 112.2083 | 100.2592 | 74.7075 | 74.7075 | 48.9594 | 16.3198 | 59.1691 | 7.3857 | 3.4332 |  | 23 | 2032 | 32.753 | 25.3778 | 35.2115 | 32.0441 | 29.4523 | 26.3159 | 19.6091 | 19.6091 | 12.8508 | 4.2836 | 15.5306 | 1.9386 | 0.90113
24 | 2033 | 92.5776 | 63.7844 | 103.9068 | 90.5334 | 80.0302 | 67.3774 | 32.1041 | 32.1041 | 49.9736 | 16.6579 | 60.3948 | 7.5387 | 3.6809 |  | 24 | 2033 | 24.2996 | 16.742 | 27.2733 | 23.7631 | 21.0062 | 17.6851 | 8.4266 | 8.4266 | 13.117 | 4.3723 | 15.8523 | 1.9788 | 0.96615
25 | 2034 | 95.8744 | 66.2301 | 109.7065 | 94.7027 | 83.6509 | 70.0461 | 32.7691 | 32.7691 | 51.0088 | 17.0029 | 61.6459 | 7.6949 | 3.9953 |  | 25 | 2034 | 25.165 | 17.384 | 28.7956 | 24.8574 | 21.9566 | 18.3856 | 8.6012 | 8.6012 | 13.3887 | 4.4629 | 16.1807 | 2.0197 | 1.0487
26 | 2035 | 99.0793 | 68.6159 | 115.1718 | 98.6452 | 87.2779 | 72.7226 | 33.448 | 33.448 | 52.0655 | 17.3552 | 62.923 | 7.8543 | 4.2978 |  | 26 | 2035 | 26.0062 | 18.0102 | 30.2301 | 25.8922 | 22.9086 | 19.0881 | 8.7794 | 8.7794 | 13.6661 | 4.5554 | 16.5159 | 2.0616 | 1.1281
27 | 2036 | 102.0887 | 70.8706 | 120.1557 | 102.2597 | 90.4417 | 75.0837 | 34.1408 | 34.1408 | 53.1441 | 17.7147 | 64.2264 | 8.017 | 4.567 |  | 27 | 2036 | 26.7961 | 18.602 | 31.5383 | 26.841 | 23.739 | 19.7079 | 8.9612 | 8.9612 | 13.9492 | 4.6497 | 16.8581 | 2.1043 | 1.1987
28 | 2037 | 104.0857 | 72.4318 | 123.7705 | 104.935 | 92.5858 | 76.7462 | 34.8481 | 34.8481 | 54.245 | 18.0817 | 65.5569 | 8.1831 | 4.735 | Segment 3 | 28 | 2037 | 27.3203 | 19.0118 | 32.4871 | 27.5432 | 24.3018 | 20.1442 | 9.1469 | 9.1469 | 14.2381 | 4.746 | 17.2073 | 2.1479 | 1.2428 | Segment 3
29 | 2038 | 103.9177 | 72.5057 | 122.4888 | 104.242 | 92.2998 | 76.7389 | 35.57 | 35.57 | 55.3687 | 18.4562 | 66.915 | 8.3526 | 4.6357 |  | 29 | 2038 | 27.2762 | 19.0312 | 32.1507 | 27.3613 | 24.2267 | 20.1423 | 9.3364 | 9.3364 | 14.5331 | 4.8444 | 17.5637 | 2.1924 | 1.2168
30 | 2039 | 103.9501 | 72.7215 | 121.677 | 103.8764 | 92.2428 | 76.893 | 36.3068 | 36.3068 | 56.5157 | 18.8386 | 68.3011 | 8.5256 | 4.5605 |  | 30 | 2039 | 27.2847 | 19.0878 | 31.9376 | 27.2653 | 24.2117 | 20.1828 | 9.5298 | 9.5298 | 14.8341 | 4.9447 | 17.9276 | 2.2378 | 1.197
31 | 2040 | 104.8347 | 73.528 | 122.9212 | 104.9306 | 93.1655 | 77.7258 | 37.0589 | 37.0589 | 57.6864 | 19.2288 | 69.716 | 8.7022 | 4.5925 |  | 31 | 2040 | 27.5169 | 19.2995 | 32.2642 | 27.542 | 24.4539 | 20.4013 | 9.7272 | 9.7272 | 15.1414 | 5.0471 | 18.299 | 2.2842 | 1.2054
32 | 2041 | 106.6212 | 74.9595 | 126.3418 | 107.4874 | 95.1251 | 79.2766 | 37.8266 | 37.8266 | 58.8814 | 19.6271 | 71.1602 | 8.8825 | 4.7382 |  | 32 | 2041 | 27.9858 | 19.6753 | 33.162 | 28.2131 | 24.9683 | 20.8084 | 9.9287 | 9.9287 | 15.4551 | 5.1517 | 18.678 | 2.3315 | 1.2437
33 | 2042 | 108.5544 | 76.4961 | 130.1007 | 110.2814 | 97.2518 | 80.9464 | 38.6102 | 38.6102 | 60.1012 | 20.0337 | 72.6343 | 9.0665 | 4.9009 |  | 33 | 2042 | 28.4932 | 20.0786 | 34.1486 | 28.9465 | 25.5265 | 21.2467 | 10.1344 | 10.1344 | 15.7753 | 5.2584 | 19.0649 | 2.3798 | 1.2864
34 | 2043 | 110.5386 | 78.0719 | 133.9648 | 113.1518 | 99.4351 | 82.6594 | 39.4101 | 39.4101 | 61.3462 | 20.4487 | 74.139 | 9.2543 | 5.0684 |  | 34 | 2043 | 29.014 | 20.4922 | 35.1629 | 29.6999 | 26.0996 | 21.6963 | 10.3443 | 10.3443 | 16.1021 | 5.3674 | 19.4599 | 2.4291 | 1.3304
35 | 2044 | 112.0567 | 79.331 | 136.6757 | 115.2323 | 101.0797 | 84.0055 | 40.2264 | 40.2264 | 62.617 | 20.8723 | 75.6748 | 9.446 | 5.1747 |  | 35 | 2044 | 29.4125 | 20.8227 | 35.8744 | 30.246 | 26.5312 | 22.0496 | 10.5586 | 10.5586 | 16.4356 | 5.4785 | 19.863 | 2.4794 | 1.3583
36 | 2045 | 113.3483 | 80.4383 | 138.8154 | 116.9236 | 102.4611 | 85.1746 | 41.0598 | 41.0598 | 63.9141 | 21.3047 | 77.2424 | 9.6417 | 5.2503 |  | 36 | 2045 | 29.7515 | 21.1133 | 36.436 | 30.6899 | 26.8938 | 22.3565 | 10.7773 | 10.7773 | 16.7761 | 5.592 | 20.2745 | 2.5307 | 1.3781
37 | 2046 | 115.6903 | 82.2734 | 143.4912 | 120.3659 | 105.0504 | 87.18 | 41.9103 | 41.9103 | 65.2382 | 21.7461 | 78.8425 | 9.8414 | 5.4583 |  | 37 | 2046 | 30.3662 | 21.595 | 37.6634 | 31.5935 | 27.5735 | 22.8829 | 11.0006 | 11.0006 | 17.1236 | 5.7079 | 20.6945 | 2.5832 | 1.4327
PY Selection | PY21 | [14 empty] | PY Selection | PY21
|  | Penelec Zone Summer ($/MWh) |  | Penelec Zone Winter ($/MWh) |  | Penelec DLC Zone Shoulder ($/MWh) |  | Penelec Generation Capacity ($/kW/year) |  | Penelec Transmission Capacity ($/kW/year) |  | Penelec Distribution Capacity ($/kW/year) |  | Avoided Natural Gas Fuel Costs ($/MMBTU) |  |  |  | Penelec Zone Summer ($/MWh) |  | Penelec Zone Winter ($/MWh) |  | Penelec DLC Zone Shoulder ($/MWh) |  | Penelec Generation Capacity ($/kW/year) |  | Penelec Transmission Capacity ($/kW/year) |  | Penelec Distribution Capacity ($/kW/year) |  | Avoided Natural Gas Fuel Costs ($/MMBTU)
PA ACT 129 Program Year | Year | Summer On-Peak | Summer Off-Peak | Winter On-Peak | Winter Off-Peak | Shoulder On-Peak | Shoulder Off-Peak | Summer | Winter | Summer | Winter | Summer | Winter |  |  | PA ACT 129 Program Year | Year | Summer On-Peak | Summer Off-Peak | Winter On-Peak | Winter Off-Peak | Shoulder On-Peak | Shoulder Off-Peak | Summer | Winter | Summer | Winter | Summer | Winter
18 | 2027 | 0 | 0 | 0 | 0 | 0 | 0 | 0 | 0 | 0 | 0 | 0 | 0 | 0 | Segment 1 | 18 | 2027 | 0 | 0 | 0 | 0 | 0 | 0 | 0 | 0 | 0 | 0 | 0 | 0 | 0 | Segment 1
19 | 2028 | 0 | 0 | 0 | 0 | 0 | 0 | 0 | 0 | 0 | 0 | 0 | 0 | 0 |  | 19 | 2028 | 0 | 0 | 0 | 0 | 0 | 0 | 0 | 0 | 0 | 0 | 0 | 0 | 0
20 | 2029 | 0 | 0 | 0 | 0 | 0 | 0 | 0 | 0 | 0 | 0 | 0 | 0 | 0 |  | 20 | 2029 | 0 | 0 | 0 | 0 | 0 | 0 | 0 | 0 | 0 | 0 | 0 | 0 | 0
21 | 2030 | 107.8818 | 80.7591 | 119.0183 | 105.6721 | 97.6668 | 83.5994 | 71.7638 | 71.7638 | 46.9923 | 15.6641 | 53.0509 | 6.5809 | 3.4178 |  | 21 | 2030 | 28.3166 | 21.1975 | 31.2397 | 27.7366 | 25.6354 | 21.9431 | 18.8365 | 18.8365 | 12.3345 | 4.1115 | 13.9247 | 1.7273 | 0.89709
22 | 2031 | 118.6165 | 90.4767 | 125.4354 | 114.1196 | 105.3927 | 93.6039 | 73.2242 | 73.2242 | 47.9658 | 15.9886 | 57.9683 | 7.2358 | 3.3679 | Segment 2 | 22 | 2031 | 31.1343 | 23.7482 | 32.9241 | 29.9539 | 27.6633 | 24.569 | 19.2198 | 19.2198 | 12.59 | 4.1967 | 15.2154 | 1.8993 | 0.88401 | Segment 2
23 | 2032 | 128.2836 | 100.1854 | 137.6501 | 125.5828 | 115.7083 | 103.7592 | 74.7075 | 74.7075 | 48.9594 | 16.3198 | 59.1691 | 7.3857 | 3.4332 |  | 23 | 2032 | 33.6717 | 26.2965 | 36.1302 | 32.9628 | 30.3709 | 27.2346 | 19.6091 | 19.6091 | 12.8508 | 4.2836 | 15.5306 | 1.9386 | 0.90113
24 | 2033 | 128.8276 | 100.0344 | 140.1568 | 126.7834 | 116.2802 | 103.6274 | 76.2241 | 76.2241 | 49.9736 | 16.6579 | 60.3948 | 7.5387 | 3.6809 |  | 24 | 2033 | 33.8145 | 26.2569 | 36.7881 | 33.2779 | 30.521 | 27.2 | 20.0072 | 20.0072 | 13.117 | 4.3723 | 15.8523 | 1.9788 | 0.96615
25 | 2034 | 95.8744 | 66.2301 | 109.7065 | 94.7027 | 83.6509 | 70.0461 | 32.7691 | 32.7691 | 51.0088 | 17.0029 | 61.6459 | 7.6949 | 3.9953 |  | 25 | 2034 | 25.165 | 17.384 | 28.7956 | 24.8574 | 21.9566 | 18.3856 | 8.6012 | 8.6012 | 13.3887 | 4.4629 | 16.1807 | 2.0197 | 1.0487
26 | 2035 | 99.0793 | 68.6159 | 115.1718 | 98.6452 | 87.2779 | 72.7226 | 33.448 | 33.448 | 52.0655 | 17.3552 | 62.923 | 7.8543 | 4.2978 |  | 26 | 2035 | 26.0062 | 18.0102 | 30.2301 | 25.8922 | 22.9086 | 19.0881 | 8.7794 | 8.7794 | 13.6661 | 4.5554 | 16.5159 | 2.0616 | 1.1281
27 | 2036 | 102.0887 | 70.8706 | 120.1557 | 102.2597 | 90.4417 | 75.0837 | 34.1408 | 34.1408 | 53.1441 | 17.7147 | 64.2264 | 8.017 | 4.567 |  | 27 | 2036 | 26.7961 | 18.602 | 31.5383 | 26.841 | 23.739 | 19.7079 | 8.9612 | 8.9612 | 13.9492 | 4.6497 | 16.8581 | 2.1043 | 1.1987
28 | 2037 | 104.0857 | 72.4318 | 123.7705 | 104.935 | 92.5858 | 76.7462 | 34.8481 | 34.8481 | 54.245 | 18.0817 | 65.5569 | 8.1831 | 4.735 | Segment 3 | 28 | 2037 | 27.3203 | 19.0118 | 32.4871 | 27.5432 | 24.3018 | 20.1442 | 9.1469 | 9.1469 | 14.2381 | 4.746 | 17.2073 | 2.1479 | 1.2428 | Segment 3
29 | 2038 | 103.9177 | 72.5057 | 122.4888 | 104.242 | 92.2998 | 76.7389 | 35.57 | 35.57 | 55.3687 | 18.4562 | 66.915 | 8.3526 | 4.6357 |  | 29 | 2038 | 27.2762 | 19.0312 | 32.1507 | 27.3613 | 24.2267 | 20.1423 | 9.3364 | 9.3364 | 14.5331 | 4.8444 | 17.5637 | 2.1924 | 1.2168
30 | 2039 | 103.9501 | 72.7215 | 121.677 | 103.8764 | 92.2428 | 76.893 | 36.3068 | 36.3068 | 56.5157 | 18.8386 | 68.3011 | 8.5256 | 4.5605 |  | 30 | 2039 | 27.2847 | 19.0878 | 31.9376 | 27.2653 | 24.2117 | 20.1828 | 9.5298 | 9.5298 | 14.8341 | 4.9447 | 17.9276 | 2.2378 | 1.197
31 | 2040 | 104.8347 | 73.528 | 122.9212 | 104.9306 | 93.1655 | 77.7258 | 37.0589 | 37.0589 | 57.6864 | 19.2288 | 69.716 | 8.7022 | 4.5925 |  | 31 | 2040 | 27.5169 | 19.2995 | 32.2642 | 27.542 | 24.4539 | 20.4013 | 9.7272 | 9.7272 | 15.1414 | 5.0471 | 18.299 | 2.2842 | 1.2054
32 | 2041 | 106.6212 | 74.9595 | 126.3418 | 107.4874 | 95.1251 | 79.2766 | 37.8266 | 37.8266 | 58.8814 | 19.6271 | 71.1602 | 8.8825 | 4.7382 |  | 32 | 2041 | 27.9858 | 19.6753 | 33.162 | 28.2131 | 24.9683 | 20.8084 | 9.9287 | 9.9287 | 15.4551 | 5.1517 | 18.678 | 2.3315 | 1.2437
33 | 2042 | 108.5544 | 76.4961 | 130.1007 | 110.2814 | 97.2518 | 80.9464 | 38.6102 | 38.6102 | 60.1012 | 20.0337 | 72.6343 | 9.0665 | 4.9009 |  | 33 | 2042 | 28.4932 | 20.0786 | 34.1486 | 28.9465 | 25.5265 | 21.2467 | 10.1344 | 10.1344 | 15.7753 | 5.2584 | 19.0649 | 2.3798 | 1.2864
34 | 2043 | 110.5386 | 78.0719 | 133.9648 | 113.1518 | 99.4351 | 82.6594 | 39.4101 | 39.4101 | 61.3462 | 20.4487 | 74.139 | 9.2543 | 5.0684 |  | 34 | 2043 | 29.014 | 20.4922 | 35.1629 | 29.6999 | 26.0996 | 21.6963 | 10.3443 | 10.3443 | 16.1021 | 5.3674 | 19.4599 | 2.4291 | 1.3304
35 | 2044 | 112.0567 | 79.331 | 136.6757 | 115.2323 | 101.0797 | 84.0055 | 40.2264 | 40.2264 | 62.617 | 20.8723 | 75.6748 | 9.446 | 5.1747 |  | 35 | 2044 | 29.4125 | 20.8227 | 35.8744 | 30.246 | 26.5312 | 22.0496 | 10.5586 | 10.5586 | 16.4356 | 5.4785 | 19.863 | 2.4794 | 1.3583
36 | 2045 | 113.3483 | 80.4383 | 138.8154 | 116.9236 | 102.4611 | 85.1746 | 41.0598 | 41.0598 | 63.9141 | 21.3047 | 77.2424 | 9.6417 | 5.2503 |  | 36 | 2045 | 29.7515 | 21.1133 | 36.436 | 30.6899 | 26.8938 | 22.3565 | 10.7773 | 10.7773 | 16.7761 | 5.592 | 20.2745 | 2.5307 | 1.3781
37 | 2046 | 115.6903 | 82.2734 | 143.4912 | 120.3659 | 105.0504 | 87.18 | 41.9103 | 41.9103 | 65.2382 | 21.7461 | 78.8425 | 9.8414 | 5.4583 |  | 37 | 2046 | 30.3662 | 21.595 | 37.6634 | 31.5935 | 27.5735 | 22.8829 | 11.0006 | 11.0006 | 17.1236 | 5.7079 | 20.6945 | 2.5832 | 1.4327
PY Selection | PY22 | [14 empty] | PY Selection | PY22
|  | Penelec Zone Summer ($/MWh) |  | Penelec Zone Winter ($/MWh) |  | Penelec DLC Zone Shoulder ($/MWh) |  | Penelec Generation Capacity ($/kW/year) |  | Penelec Transmission Capacity ($/kW/year) |  | Penelec Distribution Capacity ($/kW/year) |  | Avoided Natural Gas Fuel Costs ($/MMBTU) |  |  |  | Penelec Zone Summer ($/MWh) |  | Penelec Zone Winter ($/MWh) |  | Penelec DLC Zone Shoulder ($/MWh) |  | Penelec Generation Capacity ($/kW/year) |  | Penelec Transmission Capacity ($/kW/year) |  | Penelec Distribution Capacity ($/kW/year) |  | Avoided Natural Gas Fuel Costs ($/MMBTU)
PA ACT 129 Program Year | Year | Summer On-Peak | Summer Off-Peak | Winter On-Peak | Winter Off-Peak | Shoulder On-Peak | Shoulder Off-Peak | Summer | Winter | Summer | Winter | Summer | Winter |  |  | PA ACT 129 Program Year | Year | Summer On-Peak | Summer Off-Peak | Winter On-Peak | Winter Off-Peak | Shoulder On-Peak | Shoulder Off-Peak | Summer | Winter | Summer | Winter | Summer | Winter
18 | 2027 | 0 | 0 | 0 | 0 | 0 | 0 | 0 | 0 | 0 | 0 | 0 | 0 | 0 | Segment 1 | 18 | 2027 | 0 | 0 | 0 | 0 | 0 | 0 | 0 | 0 | 0 | 0 | 0 | 0 | 0 | Segment 1
19 | 2028 | 0 | 0 | 0 | 0 | 0 | 0 | 0 | 0 | 0 | 0 | 0 | 0 | 0 |  | 19 | 2028 | 0 | 0 | 0 | 0 | 0 | 0 | 0 | 0 | 0 | 0 | 0 | 0 | 0
20 | 2029 | 0 | 0 | 0 | 0 | 0 | 0 | 0 | 0 | 0 | 0 | 0 | 0 | 0 |  | 20 | 2029 | 0 | 0 | 0 | 0 | 0 | 0 | 0 | 0 | 0 | 0 | 0 | 0 | 0
21 | 2030 | 0 | 0 | 0 | 0 | 0 | 0 | 0 | 0 | 0 | 0 | 0 | 0 | 0 |  | 21 | 2030 | 0 | 0 | 0 | 0 | 0 | 0 | 0 | 0 | 0 | 0 | 0 | 0 | 0
22 | 2031 | 108.4165 | 80.2767 | 115.2354 | 103.9196 | 95.1927 | 83.4039 | 73.2242 | 73.2242 | 47.9658 | 15.9886 | 57.9683 | 7.2358 | 3.3679 | Segment 2 | 22 | 2031 | 28.457 | 21.0709 | 30.2468 | 27.2767 | 24.986 | 21.8917 | 19.2198 | 19.2198 | 12.59 | 4.1967 | 15.2154 | 1.8993 | 0.88401 | Segment 2
23 | 2032 | 120.8136 | 92.7154 | 130.1801 | 118.1128 | 108.2383 | 96.2892 | 74.7075 | 74.7075 | 48.9594 | 16.3198 | 59.1691 | 7.3857 | 3.4332 |  | 23 | 2032 | 31.711 | 24.3358 | 34.1695 | 31.0021 | 28.4102 | 25.2738 | 19.6091 | 19.6091 | 12.8508 | 4.2836 | 15.5306 | 1.9386 | 0.90113
24 | 2033 | 132.4576 | 103.6644 | 143.7868 | 130.4134 | 119.9102 | 107.2574 | 76.2241 | 76.2241 | 49.9736 | 16.6579 | 60.3948 | 7.5387 | 3.6809 |  | 24 | 2033 | 34.7673 | 27.2097 | 37.7409 | 34.2307 | 31.4738 | 28.1528 | 20.0072 | 20.0072 | 13.117 | 4.3723 | 15.8523 | 1.9788 | 0.96615
25 | 2034 | 133.4544 | 103.8101 | 147.2865 | 132.2827 | 121.2309 | 107.6261 | 77.7741 | 77.7741 | 51.0088 | 17.0029 | 61.6459 | 7.6949 | 3.9953 |  | 25 | 2034 | 35.0289 | 27.2479 | 38.6595 | 34.7214 | 31.8205 | 28.2495 | 20.414 | 20.414 | 13.3887 | 4.4629 | 16.1807 | 2.0197 | 1.0487
26 | 2035 | 99.0793 | 68.6159 | 115.1718 | 98.6452 | 87.2779 | 72.7226 | 33.448 | 33.448 | 52.0655 | 17.3552 | 62.923 | 7.8543 | 4.2978 |  | 26 | 2035 | 26.0062 | 18.0102 | 30.2301 | 25.8922 | 22.9086 | 19.0881 | 8.7794 | 8.7794 | 13.6661 | 4.5554 | 16.5159 | 2.0616 | 1.1281
27 | 2036 | 102.0887 | 70.8706 | 120.1557 | 102.2597 | 90.4417 | 75.0837 | 34.1408 | 34.1408 | 53.1441 | 17.7147 | 64.2264 | 8.017 | 4.567 |  | 27 | 2036 | 26.7961 | 18.602 | 31.5383 | 26.841 | 23.739 | 19.7079 | 8.9612 | 8.9612 | 13.9492 | 4.6497 | 16.8581 | 2.1043 | 1.1987
28 | 2037 | 104.0857 | 72.4318 | 123.7705 | 104.935 | 92.5858 | 76.7462 | 34.8481 | 34.8481 | 54.245 | 18.0817 | 65.5569 | 8.1831 | 4.735 | Segment 3 | 28 | 2037 | 27.3203 | 19.0118 | 32.4871 | 27.5432 | 24.3018 | 20.1442 | 9.1469 | 9.1469 | 14.2381 | 4.746 | 17.2073 | 2.1479 | 1.2428 | Segment 3
29 | 2038 | 103.9177 | 72.5057 | 122.4888 | 104.242 | 92.2998 | 76.7389 | 35.57 | 35.57 | 55.3687 | 18.4562 | 66.915 | 8.3526 | 4.6357 |  | 29 | 2038 | 27.2762 | 19.0312 | 32.1507 | 27.3613 | 24.2267 | 20.1423 | 9.3364 | 9.3364 | 14.5331 | 4.8444 | 17.5637 | 2.1924 | 1.2168
30 | 2039 | 103.9501 | 72.7215 | 121.677 | 103.8764 | 92.2428 | 76.893 | 36.3068 | 36.3068 | 56.5157 | 18.8386 | 68.3011 | 8.5256 | 4.5605 |  | 30 | 2039 | 27.2847 | 19.0878 | 31.9376 | 27.2653 | 24.2117 | 20.1828 | 9.5298 | 9.5298 | 14.8341 | 4.9447 | 17.9276 | 2.2378 | 1.197
31 | 2040 | 104.8347 | 73.528 | 122.9212 | 104.9306 | 93.1655 | 77.7258 | 37.0589 | 37.0589 | 57.6864 | 19.2288 | 69.716 | 8.7022 | 4.5925 |  | 31 | 2040 | 27.5169 | 19.2995 | 32.2642 | 27.542 | 24.4539 | 20.4013 | 9.7272 | 9.7272 | 15.1414 | 5.0471 | 18.299 | 2.2842 | 1.2054
32 | 2041 | 106.6212 | 74.9595 | 126.3418 | 107.4874 | 95.1251 | 79.2766 | 37.8266 | 37.8266 | 58.8814 | 19.6271 | 71.1602 | 8.8825 | 4.7382 |  | 32 | 2041 | 27.9858 | 19.6753 | 33.162 | 28.2131 | 24.9683 | 20.8084 | 9.9287 | 9.9287 | 15.4551 | 5.1517 | 18.678 | 2.3315 | 1.2437
33 | 2042 | 108.5544 | 76.4961 | 130.1007 | 110.2814 | 97.2518 | 80.9464 | 38.6102 | 38.6102 | 60.1012 | 20.0337 | 72.6343 | 9.0665 | 4.9009 |  | 33 | 2042 | 28.4932 | 20.0786 | 34.1486 | 28.9465 | 25.5265 | 21.2467 | 10.1344 | 10.1344 | 15.7753 | 5.2584 | 19.0649 | 2.3798 | 1.2864
34 | 2043 | 110.5386 | 78.0719 | 133.9648 | 113.1518 | 99.4351 | 82.6594 | 39.4101 | 39.4101 | 61.3462 | 20.4487 | 74.139 | 9.2543 | 5.0684 |  | 34 | 2043 | 29.014 | 20.4922 | 35.1629 | 29.6999 | 26.0996 | 21.6963 | 10.3443 | 10.3443 | 16.1021 | 5.3674 | 19.4599 | 2.4291 | 1.3304
35 | 2044 | 112.0567 | 79.331 | 136.6757 | 115.2323 | 101.0797 | 84.0055 | 40.2264 | 40.2264 | 62.617 | 20.8723 | 75.6748 | 9.446 | 5.1747 |  | 35 | 2044 | 29.4125 | 20.8227 | 35.8744 | 30.246 | 26.5312 | 22.0496 | 10.5586 | 10.5586 | 16.4356 | 5.4785 | 19.863 | 2.4794 | 1.3583
36 | 2045 | 113.3483 | 80.4383 | 138.8154 | 116.9236 | 102.4611 | 85.1746 | 41.0598 | 41.0598 | 63.9141 | 21.3047 | 77.2424 | 9.6417 | 5.2503 |  | 36 | 2045 | 29.7515 | 21.1133 | 36.436 | 30.6899 | 26.8938 | 22.3565 | 10.7773 | 10.7773 | 16.7761 | 5.592 | 20.2745 | 2.5307 | 1.3781
37 | 2046 | 115.6903 | 82.2734 | 143.4912 | 120.3659 | 105.0504 | 87.18 | 41.9103 | 41.9103 | 65.2382 | 21.7461 | 78.8425 | 9.8414 | 5.4583 |  | 37 | 2046 | 30.3662 | 21.595 | 37.6634 | 31.5935 | 27.5735 | 22.8829 | 11.0006 | 11.0006 | 17.1236 | 5.7079 | 20.6945 | 2.5832 | 1.4327

## Penn Power LI
Values from Results of ACC Model | [15 empty] | CALCULATIONS
PY Selection | PY18 |  | SWE Note: This data includes avoided energy costs from the Arrearages Study and should only be applied for low income programs | [12 empty] | PY Selection | PY18 |  | SWE Note: This data includes avoided energy costs from the Arrearages Study and should only be applied for low income programs
|  | Penn Power Zone Summer ($/MWh) |  | Penn Power Zone Winter ($/MWh) |  | Penn Power DLC Zone Shoulder ($/MWh) |  | Penn Power Generation Capacity ($/kW/year) |  | Penn Power Transmission Capacity ($/kW/year) |  | Penn Power Distribution Capacity ($/kW/year) |  | Avoided Natural Gas Fuel Costs ($/MMBTU) |  |  |  | Penn Power Zone Summer ($/MWh) |  | Penn Power Zone Winter ($/MWh) |  | Penn Power DLC Zone Shoulder ($/MWh) |  | Penn Power Generation Capacity ($/kW/year) |  | Penn Power Transmission Capacity ($/kW/year) |  | Penn Power Distribution Capacity ($/kW/year) |  | Avoided Natural Gas Fuel Costs ($/MMBTU)
PA ACT 129 Program Year | Year | Summer On-Peak | Summer Off-Peak | Winter On-Peak | Winter Off-Peak | Shoulder On-Peak | Shoulder Off-Peak | Summer | Winter | Summer | Winter | Summer | Winter |  |  | PA ACT 129 Program Year | Year | Summer On-Peak | Summer Off-Peak | Winter On-Peak | Winter Off-Peak | Shoulder On-Peak | Shoulder Off-Peak | Summer | Winter | Summer | Winter | Summer | Winter
18 | 2027 | 105.0252 | 76.2126 | 109.1676 | 97.5809 | 91.9425 | 79.8368 | 67.3985 | 67.3985 | 77.0955 | 0 | 43.5169 | 16.2688 | 3.7538 | Segment 1 | 18 | 2027 | 9.2013 | 6.677 | 9.5642 | 8.5491 | 8.0551 | 6.9945 | 5.9048 | 5.9048 | 6.7544 | 0 | 3.8125 | 1.4253 | 0.32887 | Segment 1
19 | 2028 | 116.2398 | 85.6189 | 123.5199 | 111.2468 | 102.5694 | 90.4386 | 33.4631 | 33.4631 | 78.6926 | 0 | 45.5178 | 16.7637 | 3.678 |  | 19 | 2028 | 10.1838 | 7.5011 | 10.8216 | 9.7464 | 8.9862 | 7.9234 | 2.9317 | 2.9317 | 6.8943 | 0 | 3.9878 | 1.4687 | 0.32223
20 | 2029 | 124.5793 | 94.8024 | 133.2459 | 120.1858 | 110.4619 | 97.3265 | 34.1516 | 34.1516 | 80.3227 | 0 | 45.1723 | 19.3328 | 3.5623 |  | 20 | 2029 | 10.9145 | 8.3057 | 11.6737 | 10.5295 | 9.6776 | 8.5268 | 2.992 | 2.992 | 7.0371 | 0 | 3.9576 | 1.6938 | 0.3121
21 | 2030 | 122.6035 | 94.7353 | 134.0462 | 120.3331 | 112.1078 | 97.6538 | 34.8512 | 34.8512 | 81.9867 | 0 | 45.792 | 20.5734 | 3.4178 |  | 21 | 2030 | 10.7414 | 8.2998 | 11.7439 | 10.5424 | 9.8218 | 8.5555 | 3.0533 | 3.0533 | 7.1829 | 0 | 4.0119 | 1.8024 | 0.29943
22 | 2031 | 91.1828 | 62.2437 | 98.2271 | 86.5555 | 77.6084 | 65.4658 | 27.6422 | 27.6422 | 83.6851 | 0 | 45.9809 | 22.6987 | 3.3679 | Segment 2 | 22 | 2031 | 7.9886 | 5.4532 | 8.6057 | 7.5832 | 6.7993 | 5.7355 | 2.4217 | 2.4217 | 7.3317 | 0 | 4.0284 | 1.9886 | 0.29507 | Segment 2
23 | 2032 | 91.5899 | 62.6925 | 101.1818 | 88.7587 | 78.6639 | 66.3611 | 28.2148 | 28.2148 | 85.4186 | 0 | 46.9335 | 23.169 | 3.4332 |  | 23 | 2032 | 8.0242 | 5.4925 | 8.8646 | 7.7762 | 6.8918 | 5.8139 | 2.4719 | 2.4719 | 7.4836 | 0 | 4.1119 | 2.0298 | 0.30078
24 | 2033 | 94.3739 | 64.7815 | 105.9285 | 92.1993 | 81.4758 | 68.4693 | 28.7993 | 28.7993 | 87.1881 | 0 | 47.9057 | 23.6489 | 3.6809 |  | 24 | 2033 | 8.2681 | 5.6755 | 9.2804 | 8.0776 | 7.1381 | 5.9986 | 2.5231 | 2.5231 | 7.6386 | 0 | 4.197 | 2.0719 | 0.32248
25 | 2034 | 97.6707 | 67.2271 | 111.7282 | 96.3687 | 85.0966 | 71.138 | 29.3959 | 29.3959 | 88.9942 | 0 | 48.8981 | 24.1388 | 3.9953 |  | 25 | 2034 | 8.557 | 5.8898 | 9.7886 | 8.4429 | 7.4554 | 6.2324 | 2.5754 | 2.5754 | 7.7968 | 0 | 4.284 | 2.1148 | 0.35003
26 | 2035 | 100.8756 | 69.6129 | 117.1935 | 100.3111 | 88.7235 | 73.8145 | 30.0048 | 30.0048 | 90.8378 | 0 | 49.911 | 24.6388 | 4.2978 |  | 26 | 2035 | 8.8378 | 6.0988 | 10.2674 | 8.7883 | 7.7731 | 6.4669 | 2.6287 | 2.6287 | 7.9583 | 0 | 4.3727 | 2.1586 | 0.37653
27 | 2036 | 103.885 | 71.8677 | 122.1774 | 103.9256 | 91.8874 | 76.1756 | 30.6264 | 30.6264 | 92.7195 | 0 | 50.945 | 25.1493 | 4.567 |  | 27 | 2036 | 9.1014 | 6.2964 | 10.704 | 9.105 | 8.0503 | 6.6738 | 2.6832 | 2.6832 | 8.1232 | 0 | 4.4633 | 2.2033 | 0.40011
28 | 2037 | 105.882 | 73.4288 | 125.7922 | 106.6009 | 94.0315 | 77.8381 | 31.2608 | 31.2608 | 94.6403 | 0 | 52.0003 | 25.6702 | 4.735 | Segment 3 | 28 | 2037 | 9.2764 | 6.4331 | 11.0207 | 9.3394 | 8.2381 | 6.8194 | 2.7388 | 2.7388 | 8.2915 | 0 | 4.5558 | 2.249 | 0.41483 | Segment 3
29 | 2038 | 105.714 | 73.5028 | 124.5105 | 105.9079 | 93.7455 | 77.8308 | 31.9084 | 31.9084 | 96.6008 | 0 | 53.0775 | 26.202 | 4.6357 |  | 29 | 2038 | 9.2617 | 6.4396 | 10.9084 | 9.2786 | 8.2131 | 6.8188 | 2.7955 | 2.7955 | 8.4632 | 0 | 4.6502 | 2.2956 | 0.40614
30 | 2039 | 105.7464 | 73.7185 | 123.6987 | 105.5423 | 93.6884 | 77.9849 | 32.5694 | 32.5694 | 98.6019 | 0 | 54.1771 | 26.7448 | 4.5605 |  | 30 | 2039 | 9.2645 | 6.4585 | 10.8373 | 9.2466 | 8.2081 | 6.8323 | 2.8534 | 2.8534 | 8.6386 | 0 | 4.7465 | 2.3431 | 0.39955
31 | 2040 | 106.631 | 74.525 | 124.9429 | 106.5965 | 94.6111 | 78.8176 | 33.2441 | 33.2441 | 100.6445 | 0 | 55.2994 | 27.2988 | 4.5925 |  | 31 | 2040 | 9.342 | 6.5292 | 10.9463 | 9.339 | 8.2889 | 6.9053 | 2.9125 | 2.9125 | 8.8175 | 0 | 4.8448 | 2.3917 | 0.40235
32 | 2041 | 108.4175 | 75.9566 | 128.3635 | 109.1533 | 96.5708 | 80.3684 | 33.9328 | 33.9328 | 102.7294 | 0 | 56.4449 | 27.8643 | 4.7382 |  | 32 | 2041 | 9.4985 | 6.6546 | 11.246 | 9.563 | 8.4606 | 7.0411 | 2.9729 | 2.9729 | 9.0002 | 0 | 4.9452 | 2.4412 | 0.41511
33 | 2042 | 110.3507 | 77.4932 | 132.1224 | 111.9473 | 98.6974 | 82.0383 | 34.6357 | 34.6357 | 104.8575 | 0 | 57.6142 | 28.4415 | 4.9009 |  | 33 | 2042 | 9.6679 | 6.7892 | 11.5753 | 9.8078 | 8.6469 | 7.1874 | 3.0345 | 3.0345 | 9.1866 | 0 | 5.0476 | 2.4918 | 0.42937
34 | 2043 | 112.3349 | 79.069 | 135.9865 | 114.8177 | 100.8808 | 83.7512 | 35.3532 | 35.3532 | 107.0296 | 0 | 58.8077 | 29.0307 | 5.0684 |  | 34 | 2043 | 9.8417 | 6.9273 | 11.9138 | 10.0592 | 8.8382 | 7.3375 | 3.0973 | 3.0973 | 9.3769 | 0 | 5.1522 | 2.5434 | 0.44405
35 | 2044 | 113.853 | 80.3281 | 138.6974 | 116.8982 | 102.5253 | 85.0974 | 36.0855 | 36.0855 | 109.2468 | 0 | 60.0259 | 29.6321 | 5.1747 |  | 35 | 2044 | 9.9747 | 7.0376 | 12.1514 | 10.2415 | 8.9823 | 7.4554 | 3.1615 | 3.1615 | 9.5712 | 0 | 5.2589 | 2.5961 | 0.45336
36 | 2045 | 115.1446 | 81.4354 | 140.8371 | 118.5895 | 103.9067 | 86.2665 | 36.8331 | 36.8331 | 111.5099 | 0 | 61.2694 | 30.246 | 5.2503 |  | 36 | 2045 | 10.0879 | 7.1346 | 12.3388 | 10.3897 | 9.1033 | 7.5579 | 3.227 | 3.227 | 9.7694 | 0 | 5.3678 | 2.6499 | 0.45998
37 | 2046 | 117.4866 | 83.2704 | 145.5129 | 122.0318 | 106.4961 | 88.2719 | 37.5961 | 37.5961 | 113.8199 | 0 | 62.5386 | 30.8725 | 5.4583 |  | 37 | 2046 | 10.2931 | 7.2954 | 12.7485 | 10.6913 | 9.3302 | 7.7335 | 3.2938 | 3.2938 | 9.9718 | 0 | 5.479 | 2.7048 | 0.47821
PY Selection | PY19 | [14 empty] | PY Selection | PY19
|  | Penn Power Zone Summer ($/MWh) |  | Penn Power Zone Winter ($/MWh) |  | Penn Power DLC Zone Shoulder ($/MWh) |  | Penn Power Generation Capacity ($/kW/year) |  | Penn Power Transmission Capacity ($/kW/year) |  | Penn Power Distribution Capacity ($/kW/year) |  | Avoided Natural Gas Fuel Costs ($/MMBTU) |  |  |  | Penn Power Zone Summer ($/MWh) |  | Penn Power Zone Winter ($/MWh) |  | Penn Power DLC Zone Shoulder ($/MWh) |  | Penn Power Generation Capacity ($/kW/year) |  | Penn Power Transmission Capacity ($/kW/year) |  | Penn Power Distribution Capacity ($/kW/year) |  | Avoided Natural Gas Fuel Costs ($/MMBTU)
PA ACT 129 Program Year | Year | Summer On-Peak | Summer Off-Peak | Winter On-Peak | Winter Off-Peak | Shoulder On-Peak | Shoulder Off-Peak | Summer | Winter | Summer | Winter | Summer | Winter |  |  | PA ACT 129 Program Year | Year | Summer On-Peak | Summer Off-Peak | Winter On-Peak | Winter Off-Peak | Shoulder On-Peak | Shoulder Off-Peak | Summer | Winter | Summer | Winter | Summer | Winter
18 | 2027 | 0 | 0 | 0 | 0 | 0 | 0 | 0 | 0 | 0 | 0 | 0 | 0 | 0 | Segment 1 | 18 | 2027 | 0 | 0 | 0 | 0 | 0 | 0 | 0 | 0 | 0 | 0 | 0 | 0 | 0 | Segment 1
19 | 2028 | 107.7298 | 77.1089 | 115.0099 | 102.7368 | 94.0594 | 81.9286 | 33.4631 | 33.4631 | 78.6926 | 0 | 45.5178 | 16.7637 | 3.678 |  | 19 | 2028 | 9.4383 | 6.7556 | 10.0761 | 9.0008 | 8.2406 | 7.1778 | 2.9317 | 2.9317 | 6.8943 | 0 | 3.9878 | 1.4687 | 0.32223
20 | 2029 | 118.3193 | 88.5424 | 126.9859 | 113.9258 | 104.2019 | 91.0665 | 34.1516 | 34.1516 | 80.3227 | 0 | 45.1723 | 19.3328 | 3.5623 |  | 20 | 2029 | 10.366 | 7.7572 | 11.1253 | 9.9811 | 9.1292 | 7.9784 | 2.992 | 2.992 | 7.0371 | 0 | 3.9576 | 1.6938 | 0.3121
21 | 2030 | 125.7035 | 97.8353 | 137.1462 | 123.4331 | 115.2078 | 100.7538 | 34.8512 | 34.8512 | 81.9867 | 0 | 45.792 | 20.5734 | 3.4178 |  | 21 | 2030 | 11.013 | 8.5714 | 12.0154 | 10.814 | 10.0934 | 8.8271 | 3.0533 | 3.0533 | 7.1829 | 0 | 4.0119 | 1.8024 | 0.29943
22 | 2031 | 123.9528 | 95.0137 | 130.9971 | 119.3255 | 110.3784 | 98.2358 | 35.5672 | 35.5672 | 83.6851 | 0 | 45.9809 | 22.6987 | 3.3679 | Segment 2 | 22 | 2031 | 10.8596 | 8.3242 | 11.4767 | 10.4542 | 9.6703 | 8.6065 | 3.1161 | 3.1161 | 7.3317 | 0 | 4.0284 | 1.9886 | 0.29507 | Segment 2
23 | 2032 | 91.5899 | 62.6925 | 101.1818 | 88.7587 | 78.6639 | 66.3611 | 28.2148 | 28.2148 | 85.4186 | 0 | 46.9335 | 23.169 | 3.4332 |  | 23 | 2032 | 8.0242 | 5.4925 | 8.8646 | 7.7762 | 6.8918 | 5.8139 | 2.4719 | 2.4719 | 7.4836 | 0 | 4.1119 | 2.0298 | 0.30078
24 | 2033 | 94.3739 | 64.7815 | 105.9285 | 92.1993 | 81.4758 | 68.4693 | 28.7993 | 28.7993 | 87.1881 | 0 | 47.9057 | 23.6489 | 3.6809 |  | 24 | 2033 | 8.2681 | 5.6755 | 9.2804 | 8.0776 | 7.1381 | 5.9986 | 2.5231 | 2.5231 | 7.6386 | 0 | 4.197 | 2.0719 | 0.32248
25 | 2034 | 97.6707 | 67.2271 | 111.7282 | 96.3687 | 85.0966 | 71.138 | 29.3959 | 29.3959 | 88.9942 | 0 | 48.8981 | 24.1388 | 3.9953 |  | 25 | 2034 | 8.557 | 5.8898 | 9.7886 | 8.4429 | 7.4554 | 6.2324 | 2.5754 | 2.5754 | 7.7968 | 0 | 4.284 | 2.1148 | 0.35003
26 | 2035 | 100.8756 | 69.6129 | 117.1935 | 100.3111 | 88.7235 | 73.8145 | 30.0048 | 30.0048 | 90.8378 | 0 | 49.911 | 24.6388 | 4.2978 |  | 26 | 2035 | 8.8378 | 6.0988 | 10.2674 | 8.7883 | 7.7731 | 6.4669 | 2.6287 | 2.6287 | 7.9583 | 0 | 4.3727 | 2.1586 | 0.37653
27 | 2036 | 103.885 | 71.8677 | 122.1774 | 103.9256 | 91.8874 | 76.1756 | 30.6264 | 30.6264 | 92.7195 | 0 | 50.945 | 25.1493 | 4.567 |  | 27 | 2036 | 9.1014 | 6.2964 | 10.704 | 9.105 | 8.0503 | 6.6738 | 2.6832 | 2.6832 | 8.1232 | 0 | 4.4633 | 2.2033 | 0.40011
28 | 2037 | 105.882 | 73.4288 | 125.7922 | 106.6009 | 94.0315 | 77.8381 | 31.2608 | 31.2608 | 94.6403 | 0 | 52.0003 | 25.6702 | 4.735 | Segment 3 | 28 | 2037 | 9.2764 | 6.4331 | 11.0207 | 9.3394 | 8.2381 | 6.8194 | 2.7388 | 2.7388 | 8.2915 | 0 | 4.5558 | 2.249 | 0.41483 | Segment 3
29 | 2038 | 105.714 | 73.5028 | 124.5105 | 105.9079 | 93.7455 | 77.8308 | 31.9084 | 31.9084 | 96.6008 | 0 | 53.0775 | 26.202 | 4.6357 |  | 29 | 2038 | 9.2617 | 6.4396 | 10.9084 | 9.2786 | 8.2131 | 6.8188 | 2.7955 | 2.7955 | 8.4632 | 0 | 4.6502 | 2.2956 | 0.40614
30 | 2039 | 105.7464 | 73.7185 | 123.6987 | 105.5423 | 93.6884 | 77.9849 | 32.5694 | 32.5694 | 98.6019 | 0 | 54.1771 | 26.7448 | 4.5605 |  | 30 | 2039 | 9.2645 | 6.4585 | 10.8373 | 9.2466 | 8.2081 | 6.8323 | 2.8534 | 2.8534 | 8.6386 | 0 | 4.7465 | 2.3431 | 0.39955
31 | 2040 | 106.631 | 74.525 | 124.9429 | 106.5965 | 94.6111 | 78.8176 | 33.2441 | 33.2441 | 100.6445 | 0 | 55.2994 | 27.2988 | 4.5925 |  | 31 | 2040 | 9.342 | 6.5292 | 10.9463 | 9.339 | 8.2889 | 6.9053 | 2.9125 | 2.9125 | 8.8175 | 0 | 4.8448 | 2.3917 | 0.40235
32 | 2041 | 108.4175 | 75.9566 | 128.3635 | 109.1533 | 96.5708 | 80.3684 | 33.9328 | 33.9328 | 102.7294 | 0 | 56.4449 | 27.8643 | 4.7382 |  | 32 | 2041 | 9.4985 | 6.6546 | 11.246 | 9.563 | 8.4606 | 7.0411 | 2.9729 | 2.9729 | 9.0002 | 0 | 4.9452 | 2.4412 | 0.41511
33 | 2042 | 110.3507 | 77.4932 | 132.1224 | 111.9473 | 98.6974 | 82.0383 | 34.6357 | 34.6357 | 104.8575 | 0 | 57.6142 | 28.4415 | 4.9009 |  | 33 | 2042 | 9.6679 | 6.7892 | 11.5753 | 9.8078 | 8.6469 | 7.1874 | 3.0345 | 3.0345 | 9.1866 | 0 | 5.0476 | 2.4918 | 0.42937
34 | 2043 | 112.3349 | 79.069 | 135.9865 | 114.8177 | 100.8808 | 83.7512 | 35.3532 | 35.3532 | 107.0296 | 0 | 58.8077 | 29.0307 | 5.0684 |  | 34 | 2043 | 9.8417 | 6.9273 | 11.9138 | 10.0592 | 8.8382 | 7.3375 | 3.0973 | 3.0973 | 9.3769 | 0 | 5.1522 | 2.5434 | 0.44405
35 | 2044 | 113.853 | 80.3281 | 138.6974 | 116.8982 | 102.5253 | 85.0974 | 36.0855 | 36.0855 | 109.2468 | 0 | 60.0259 | 29.6321 | 5.1747 |  | 35 | 2044 | 9.9747 | 7.0376 | 12.1514 | 10.2415 | 8.9823 | 7.4554 | 3.1615 | 3.1615 | 9.5712 | 0 | 5.2589 | 2.5961 | 0.45336
36 | 2045 | 115.1446 | 81.4354 | 140.8371 | 118.5895 | 103.9067 | 86.2665 | 36.8331 | 36.8331 | 111.5099 | 0 | 61.2694 | 30.246 | 5.2503 |  | 36 | 2045 | 10.0879 | 7.1346 | 12.3388 | 10.3897 | 9.1033 | 7.5579 | 3.227 | 3.227 | 9.7694 | 0 | 5.3678 | 2.6499 | 0.45998
37 | 2046 | 117.4866 | 83.2704 | 145.5129 | 122.0318 | 106.4961 | 88.2719 | 37.5961 | 37.5961 | 113.8199 | 0 | 62.5386 | 30.8725 | 5.4583 |  | 37 | 2046 | 10.2931 | 7.2954 | 12.7485 | 10.6913 | 9.3302 | 7.7335 | 3.2938 | 3.2938 | 9.9718 | 0 | 5.479 | 2.7048 | 0.47821
PY Selection | PY20 | [14 empty] | PY Selection | PY20
|  | Penn Power Zone Summer ($/MWh) |  | Penn Power Zone Winter ($/MWh) |  | Penn Power DLC Zone Shoulder ($/MWh) |  | Penn Power Generation Capacity ($/kW/year) |  | Penn Power Transmission Capacity ($/kW/year) |  | Penn Power Distribution Capacity ($/kW/year) |  | Avoided Natural Gas Fuel Costs ($/MMBTU) |  |  |  | Penn Power Zone Summer ($/MWh) |  | Penn Power Zone Winter ($/MWh) |  | Penn Power DLC Zone Shoulder ($/MWh) |  | Penn Power Generation Capacity ($/kW/year) |  | Penn Power Transmission Capacity ($/kW/year) |  | Penn Power Distribution Capacity ($/kW/year) |  | Avoided Natural Gas Fuel Costs ($/MMBTU)
PA ACT 129 Program Year | Year | Summer On-Peak | Summer Off-Peak | Winter On-Peak | Winter Off-Peak | Shoulder On-Peak | Shoulder Off-Peak | Summer | Winter | Summer | Winter | Summer | Winter |  |  | PA ACT 129 Program Year | Year | Summer On-Peak | Summer Off-Peak | Winter On-Peak | Winter Off-Peak | Shoulder On-Peak | Shoulder Off-Peak | Summer | Winter | Summer | Winter | Summer | Winter
18 | 2027 | 0 | 0 | 0 | 0 | 0 | 0 | 0 | 0 | 0 | 0 | 0 | 0 | 0 | Segment 1 | 18 | 2027 | 0 | 0 | 0 | 0 | 0 | 0 | 0 | 0 | 0 | 0 | 0 | 0 | 0 | Segment 1
19 | 2028 | 0 | 0 | 0 | 0 | 0 | 0 | 0 | 0 | 0 | 0 | 0 | 0 | 0 |  | 19 | 2028 | 0 | 0 | 0 | 0 | 0 | 0 | 0 | 0 | 0 | 0 | 0 | 0 | 0
20 | 2029 | 109.2493 | 79.4724 | 117.9159 | 104.8558 | 95.1319 | 81.9965 | 34.1516 | 34.1516 | 80.3227 | 0 | 45.1723 | 19.3328 | 3.5623 |  | 20 | 2029 | 9.5714 | 6.9626 | 10.3307 | 9.1865 | 8.3346 | 7.1838 | 2.992 | 2.992 | 7.0371 | 0 | 3.9576 | 1.6938 | 0.3121
21 | 2030 | 119.0835 | 91.2153 | 130.5262 | 116.8131 | 108.5878 | 94.1338 | 34.8512 | 34.8512 | 81.9867 | 0 | 45.792 | 20.5734 | 3.4178 |  | 21 | 2030 | 10.433 | 7.9914 | 11.4355 | 10.2341 | 9.5134 | 8.2471 | 3.0533 | 3.0533 | 7.1829 | 0 | 4.0119 | 1.8024 | 0.29943
22 | 2031 | 127.2328 | 98.2937 | 134.2771 | 122.6055 | 113.6584 | 101.5158 | 35.5672 | 35.5672 | 83.6851 | 0 | 45.9809 | 22.6987 | 3.3679 | Segment 2 | 22 | 2031 | 11.1469 | 8.6116 | 11.7641 | 10.7415 | 9.9577 | 8.8938 | 3.1161 | 3.1161 | 7.3317 | 0 | 4.0284 | 1.9886 | 0.29507 | Segment 2
23 | 2032 | 126.4199 | 97.5225 | 136.0118 | 123.5887 | 113.4939 | 101.1911 | 36.2998 | 36.2998 | 85.4186 | 0 | 46.9335 | 23.169 | 3.4332 |  | 23 | 2032 | 11.0757 | 8.544 | 11.9161 | 10.8277 | 9.9433 | 8.8654 | 3.1802 | 3.1802 | 7.4836 | 0 | 4.1119 | 2.0298 | 0.30078
24 | 2033 | 94.3739 | 64.7815 | 105.9285 | 92.1993 | 81.4758 | 68.4693 | 28.7993 | 28.7993 | 87.1881 | 0 | 47.9057 | 23.6489 | 3.6809 |  | 24 | 2033 | 8.2681 | 5.6755 | 9.2804 | 8.0776 | 7.1381 | 5.9986 | 2.5231 | 2.5231 | 7.6386 | 0 | 4.197 | 2.0719 | 0.32248
25 | 2034 | 97.6707 | 67.2271 | 111.7282 | 96.3687 | 85.0966 | 71.138 | 29.3959 | 29.3959 | 88.9942 | 0 | 48.8981 | 24.1388 | 3.9953 |  | 25 | 2034 | 8.557 | 5.8898 | 9.7886 | 8.4429 | 7.4554 | 6.2324 | 2.5754 | 2.5754 | 7.7968 | 0 | 4.284 | 2.1148 | 0.35003
26 | 2035 | 100.8756 | 69.6129 | 117.1935 | 100.3111 | 88.7235 | 73.8145 | 30.0048 | 30.0048 | 90.8378 | 0 | 49.911 | 24.6388 | 4.2978 |  | 26 | 2035 | 8.8378 | 6.0988 | 10.2674 | 8.7883 | 7.7731 | 6.4669 | 2.6287 | 2.6287 | 7.9583 | 0 | 4.3727 | 2.1586 | 0.37653
27 | 2036 | 103.885 | 71.8677 | 122.1774 | 103.9256 | 91.8874 | 76.1756 | 30.6264 | 30.6264 | 92.7195 | 0 | 50.945 | 25.1493 | 4.567 |  | 27 | 2036 | 9.1014 | 6.2964 | 10.704 | 9.105 | 8.0503 | 6.6738 | 2.6832 | 2.6832 | 8.1232 | 0 | 4.4633 | 2.2033 | 0.40011
28 | 2037 | 105.882 | 73.4288 | 125.7922 | 106.6009 | 94.0315 | 77.8381 | 31.2608 | 31.2608 | 94.6403 | 0 | 52.0003 | 25.6702 | 4.735 | Segment 3 | 28 | 2037 | 9.2764 | 6.4331 | 11.0207 | 9.3394 | 8.2381 | 6.8194 | 2.7388 | 2.7388 | 8.2915 | 0 | 4.5558 | 2.249 | 0.41483 | Segment 3
29 | 2038 | 105.714 | 73.5028 | 124.5105 | 105.9079 | 93.7455 | 77.8308 | 31.9084 | 31.9084 | 96.6008 | 0 | 53.0775 | 26.202 | 4.6357 |  | 29 | 2038 | 9.2617 | 6.4396 | 10.9084 | 9.2786 | 8.2131 | 6.8188 | 2.7955 | 2.7955 | 8.4632 | 0 | 4.6502 | 2.2956 | 0.40614
30 | 2039 | 105.7464 | 73.7185 | 123.6987 | 105.5423 | 93.6884 | 77.9849 | 32.5694 | 32.5694 | 98.6019 | 0 | 54.1771 | 26.7448 | 4.5605 |  | 30 | 2039 | 9.2645 | 6.4585 | 10.8373 | 9.2466 | 8.2081 | 6.8323 | 2.8534 | 2.8534 | 8.6386 | 0 | 4.7465 | 2.3431 | 0.39955
31 | 2040 | 106.631 | 74.525 | 124.9429 | 106.5965 | 94.6111 | 78.8176 | 33.2441 | 33.2441 | 100.6445 | 0 | 55.2994 | 27.2988 | 4.5925 |  | 31 | 2040 | 9.342 | 6.5292 | 10.9463 | 9.339 | 8.2889 | 6.9053 | 2.9125 | 2.9125 | 8.8175 | 0 | 4.8448 | 2.3917 | 0.40235
32 | 2041 | 108.4175 | 75.9566 | 128.3635 | 109.1533 | 96.5708 | 80.3684 | 33.9328 | 33.9328 | 102.7294 | 0 | 56.4449 | 27.8643 | 4.7382 |  | 32 | 2041 | 9.4985 | 6.6546 | 11.246 | 9.563 | 8.4606 | 7.0411 | 2.9729 | 2.9729 | 9.0002 | 0 | 4.9452 | 2.4412 | 0.41511
33 | 2042 | 110.3507 | 77.4932 | 132.1224 | 111.9473 | 98.6974 | 82.0383 | 34.6357 | 34.6357 | 104.8575 | 0 | 57.6142 | 28.4415 | 4.9009 |  | 33 | 2042 | 9.6679 | 6.7892 | 11.5753 | 9.8078 | 8.6469 | 7.1874 | 3.0345 | 3.0345 | 9.1866 | 0 | 5.0476 | 2.4918 | 0.42937
34 | 2043 | 112.3349 | 79.069 | 135.9865 | 114.8177 | 100.8808 | 83.7512 | 35.3532 | 35.3532 | 107.0296 | 0 | 58.8077 | 29.0307 | 5.0684 |  | 34 | 2043 | 9.8417 | 6.9273 | 11.9138 | 10.0592 | 8.8382 | 7.3375 | 3.0973 | 3.0973 | 9.3769 | 0 | 5.1522 | 2.5434 | 0.44405
35 | 2044 | 113.853 | 80.3281 | 138.6974 | 116.8982 | 102.5253 | 85.0974 | 36.0855 | 36.0855 | 109.2468 | 0 | 60.0259 | 29.6321 | 5.1747 |  | 35 | 2044 | 9.9747 | 7.0376 | 12.1514 | 10.2415 | 8.9823 | 7.4554 | 3.1615 | 3.1615 | 9.5712 | 0 | 5.2589 | 2.5961 | 0.45336
36 | 2045 | 115.1446 | 81.4354 | 140.8371 | 118.5895 | 103.9067 | 86.2665 | 36.8331 | 36.8331 | 111.5099 | 0 | 61.2694 | 30.246 | 5.2503 |  | 36 | 2045 | 10.0879 | 7.1346 | 12.3388 | 10.3897 | 9.1033 | 7.5579 | 3.227 | 3.227 | 9.7694 | 0 | 5.3678 | 2.6499 | 0.45998
37 | 2046 | 117.4866 | 83.2704 | 145.5129 | 122.0318 | 106.4961 | 88.2719 | 37.5961 | 37.5961 | 113.8199 | 0 | 62.5386 | 30.8725 | 5.4583 |  | 37 | 2046 | 10.2931 | 7.2954 | 12.7485 | 10.6913 | 9.3302 | 7.7335 | 3.2938 | 3.2938 | 9.9718 | 0 | 5.479 | 2.7048 | 0.47821
PY Selection | PY21 | [14 empty] | PY Selection | PY21
|  | Penn Power Zone Summer ($/MWh) |  | Penn Power Zone Winter ($/MWh) |  | Penn Power DLC Zone Shoulder ($/MWh) |  | Penn Power Generation Capacity ($/kW/year) |  | Penn Power Transmission Capacity ($/kW/year) |  | Penn Power Distribution Capacity ($/kW/year) |  | Avoided Natural Gas Fuel Costs ($/MMBTU) |  |  |  | Penn Power Zone Summer ($/MWh) |  | Penn Power Zone Winter ($/MWh) |  | Penn Power DLC Zone Shoulder ($/MWh) |  | Penn Power Generation Capacity ($/kW/year) |  | Penn Power Transmission Capacity ($/kW/year) |  | Penn Power Distribution Capacity ($/kW/year) |  | Avoided Natural Gas Fuel Costs ($/MMBTU)
PA ACT 129 Program Year | Year | Summer On-Peak | Summer Off-Peak | Winter On-Peak | Winter Off-Peak | Shoulder On-Peak | Shoulder Off-Peak | Summer | Winter | Summer | Winter | Summer | Winter |  |  | PA ACT 129 Program Year | Year | Summer On-Peak | Summer Off-Peak | Winter On-Peak | Winter Off-Peak | Shoulder On-Peak | Shoulder Off-Peak | Summer | Winter | Summer | Winter | Summer | Winter
18 | 2027 | 0 | 0 | 0 | 0 | 0 | 0 | 0 | 0 | 0 | 0 | 0 | 0 | 0 | Segment 1 | 18 | 2027 | 0 | 0 | 0 | 0 | 0 | 0 | 0 | 0 | 0 | 0 | 0 | 0 | 0 | Segment 1
19 | 2028 | 0 | 0 | 0 | 0 | 0 | 0 | 0 | 0 | 0 | 0 | 0 | 0 | 0 |  | 19 | 2028 | 0 | 0 | 0 | 0 | 0 | 0 | 0 | 0 | 0 | 0 | 0 | 0 | 0
20 | 2029 | 0 | 0 | 0 | 0 | 0 | 0 | 0 | 0 | 0 | 0 | 0 | 0 | 0 |  | 20 | 2029 | 0 | 0 | 0 | 0 | 0 | 0 | 0 | 0 | 0 | 0 | 0 | 0 | 0
21 | 2030 | 109.4935 | 81.6253 | 120.9362 | 107.2231 | 98.9978 | 84.5438 | 34.8512 | 34.8512 | 81.9867 | 0 | 45.792 | 20.5734 | 3.4178 |  | 21 | 2030 | 9.5928 | 7.1512 | 10.5953 | 9.3939 | 8.6732 | 7.4069 | 3.0533 | 3.0533 | 7.1829 | 0 | 4.0119 | 1.8024 | 0.29943
22 | 2031 | 120.2328 | 91.2937 | 127.2771 | 115.6055 | 106.6584 | 94.5158 | 35.5672 | 35.5672 | 83.6851 | 0 | 45.9809 | 22.6987 | 3.3679 | Segment 2 | 22 | 2031 | 10.5337 | 7.9983 | 11.1508 | 10.1283 | 9.3444 | 8.2806 | 3.1161 | 3.1161 | 7.3317 | 0 | 4.0284 | 1.9886 | 0.29507 | Segment 2
23 | 2032 | 129.8999 | 101.0025 | 139.4918 | 127.0687 | 116.9739 | 104.6711 | 36.2998 | 36.2998 | 85.4186 | 0 | 46.9335 | 23.169 | 3.4332 |  | 23 | 2032 | 11.3806 | 8.8489 | 12.221 | 11.1326 | 10.2481 | 9.1703 | 3.1802 | 3.1802 | 7.4836 | 0 | 4.1119 | 2.0298 | 0.30078
24 | 2033 | 130.5139 | 100.9215 | 142.0685 | 128.3393 | 117.6158 | 104.6093 | 37.0443 | 37.0443 | 87.1881 | 0 | 47.9057 | 23.6489 | 3.6809 |  | 24 | 2033 | 11.4344 | 8.8418 | 12.4467 | 11.2439 | 10.3044 | 9.1649 | 3.2455 | 3.2455 | 7.6386 | 0 | 4.197 | 2.0719 | 0.32248
25 | 2034 | 97.6707 | 67.2271 | 111.7282 | 96.3687 | 85.0966 | 71.138 | 29.3959 | 29.3959 | 88.9942 | 0 | 48.8981 | 24.1388 | 3.9953 |  | 25 | 2034 | 8.557 | 5.8898 | 9.7886 | 8.4429 | 7.4554 | 6.2324 | 2.5754 | 2.5754 | 7.7968 | 0 | 4.284 | 2.1148 | 0.35003
26 | 2035 | 100.8756 | 69.6129 | 117.1935 | 100.3111 | 88.7235 | 73.8145 | 30.0048 | 30.0048 | 90.8378 | 0 | 49.911 | 24.6388 | 4.2978 |  | 26 | 2035 | 8.8378 | 6.0988 | 10.2674 | 8.7883 | 7.7731 | 6.4669 | 2.6287 | 2.6287 | 7.9583 | 0 | 4.3727 | 2.1586 | 0.37653
27 | 2036 | 103.885 | 71.8677 | 122.1774 | 103.9256 | 91.8874 | 76.1756 | 30.6264 | 30.6264 | 92.7195 | 0 | 50.945 | 25.1493 | 4.567 |  | 27 | 2036 | 9.1014 | 6.2964 | 10.704 | 9.105 | 8.0503 | 6.6738 | 2.6832 | 2.6832 | 8.1232 | 0 | 4.4633 | 2.2033 | 0.40011
28 | 2037 | 105.882 | 73.4288 | 125.7922 | 106.6009 | 94.0315 | 77.8381 | 31.2608 | 31.2608 | 94.6403 | 0 | 52.0003 | 25.6702 | 4.735 | Segment 3 | 28 | 2037 | 9.2764 | 6.4331 | 11.0207 | 9.3394 | 8.2381 | 6.8194 | 2.7388 | 2.7388 | 8.2915 | 0 | 4.5558 | 2.249 | 0.41483 | Segment 3
29 | 2038 | 105.714 | 73.5028 | 124.5105 | 105.9079 | 93.7455 | 77.8308 | 31.9084 | 31.9084 | 96.6008 | 0 | 53.0775 | 26.202 | 4.6357 |  | 29 | 2038 | 9.2617 | 6.4396 | 10.9084 | 9.2786 | 8.2131 | 6.8188 | 2.7955 | 2.7955 | 8.4632 | 0 | 4.6502 | 2.2956 | 0.40614
30 | 2039 | 105.7464 | 73.7185 | 123.6987 | 105.5423 | 93.6884 | 77.9849 | 32.5694 | 32.5694 | 98.6019 | 0 | 54.1771 | 26.7448 | 4.5605 |  | 30 | 2039 | 9.2645 | 6.4585 | 10.8373 | 9.2466 | 8.2081 | 6.8323 | 2.8534 | 2.8534 | 8.6386 | 0 | 4.7465 | 2.3431 | 0.39955
31 | 2040 | 106.631 | 74.525 | 124.9429 | 106.5965 | 94.6111 | 78.8176 | 33.2441 | 33.2441 | 100.6445 | 0 | 55.2994 | 27.2988 | 4.5925 |  | 31 | 2040 | 9.342 | 6.5292 | 10.9463 | 9.339 | 8.2889 | 6.9053 | 2.9125 | 2.9125 | 8.8175 | 0 | 4.8448 | 2.3917 | 0.40235
32 | 2041 | 108.4175 | 75.9566 | 128.3635 | 109.1533 | 96.5708 | 80.3684 | 33.9328 | 33.9328 | 102.7294 | 0 | 56.4449 | 27.8643 | 4.7382 |  | 32 | 2041 | 9.4985 | 6.6546 | 11.246 | 9.563 | 8.4606 | 7.0411 | 2.9729 | 2.9729 | 9.0002 | 0 | 4.9452 | 2.4412 | 0.41511
33 | 2042 | 110.3507 | 77.4932 | 132.1224 | 111.9473 | 98.6974 | 82.0383 | 34.6357 | 34.6357 | 104.8575 | 0 | 57.6142 | 28.4415 | 4.9009 |  | 33 | 2042 | 9.6679 | 6.7892 | 11.5753 | 9.8078 | 8.6469 | 7.1874 | 3.0345 | 3.0345 | 9.1866 | 0 | 5.0476 | 2.4918 | 0.42937
34 | 2043 | 112.3349 | 79.069 | 135.9865 | 114.8177 | 100.8808 | 83.7512 | 35.3532 | 35.3532 | 107.0296 | 0 | 58.8077 | 29.0307 | 5.0684 |  | 34 | 2043 | 9.8417 | 6.9273 | 11.9138 | 10.0592 | 8.8382 | 7.3375 | 3.0973 | 3.0973 | 9.3769 | 0 | 5.1522 | 2.5434 | 0.44405
35 | 2044 | 113.853 | 80.3281 | 138.6974 | 116.8982 | 102.5253 | 85.0974 | 36.0855 | 36.0855 | 109.2468 | 0 | 60.0259 | 29.6321 | 5.1747 |  | 35 | 2044 | 9.9747 | 7.0376 | 12.1514 | 10.2415 | 8.9823 | 7.4554 | 3.1615 | 3.1615 | 9.5712 | 0 | 5.2589 | 2.5961 | 0.45336
36 | 2045 | 115.1446 | 81.4354 | 140.8371 | 118.5895 | 103.9067 | 86.2665 | 36.8331 | 36.8331 | 111.5099 | 0 | 61.2694 | 30.246 | 5.2503 |  | 36 | 2045 | 10.0879 | 7.1346 | 12.3388 | 10.3897 | 9.1033 | 7.5579 | 3.227 | 3.227 | 9.7694 | 0 | 5.3678 | 2.6499 | 0.45998
37 | 2046 | 117.4866 | 83.2704 | 145.5129 | 122.0318 | 106.4961 | 88.2719 | 37.5961 | 37.5961 | 113.8199 | 0 | 62.5386 | 30.8725 | 5.4583 |  | 37 | 2046 | 10.2931 | 7.2954 | 12.7485 | 10.6913 | 9.3302 | 7.7335 | 3.2938 | 3.2938 | 9.9718 | 0 | 5.479 | 2.7048 | 0.47821
PY Selection | PY22 | [14 empty] | PY Selection | PY22
|  | Penn Power Zone Summer ($/MWh) |  | Penn Power Zone Winter ($/MWh) |  | Penn Power DLC Zone Shoulder ($/MWh) |  | Penn Power Generation Capacity ($/kW/year) |  | Penn Power Transmission Capacity ($/kW/year) |  | Penn Power Distribution Capacity ($/kW/year) |  | Avoided Natural Gas Fuel Costs ($/MMBTU) |  |  |  | Penn Power Zone Summer ($/MWh) |  | Penn Power Zone Winter ($/MWh) |  | Penn Power DLC Zone Shoulder ($/MWh) |  | Penn Power Generation Capacity ($/kW/year) |  | Penn Power Transmission Capacity ($/kW/year) |  | Penn Power Distribution Capacity ($/kW/year) |  | Avoided Natural Gas Fuel Costs ($/MMBTU)
PA ACT 129 Program Year | Year | Summer On-Peak | Summer Off-Peak | Winter On-Peak | Winter Off-Peak | Shoulder On-Peak | Shoulder Off-Peak | Summer | Winter | Summer | Winter | Summer | Winter |  |  | PA ACT 129 Program Year | Year | Summer On-Peak | Summer Off-Peak | Winter On-Peak | Winter Off-Peak | Shoulder On-Peak | Shoulder Off-Peak | Summer | Winter | Summer | Winter | Summer | Winter
18 | 2027 | 0 | 0 | 0 | 0 | 0 | 0 | 0 | 0 | 0 | 0 | 0 | 0 | 0 | Segment 1 | 18 | 2027 | 0 | 0 | 0 | 0 | 0 | 0 | 0 | 0 | 0 | 0 | 0 | 0 | 0 | Segment 1
19 | 2028 | 0 | 0 | 0 | 0 | 0 | 0 | 0 | 0 | 0 | 0 | 0 | 0 | 0 |  | 19 | 2028 | 0 | 0 | 0 | 0 | 0 | 0 | 0 | 0 | 0 | 0 | 0 | 0 | 0
20 | 2029 | 0 | 0 | 0 | 0 | 0 | 0 | 0 | 0 | 0 | 0 | 0 | 0 | 0 |  | 20 | 2029 | 0 | 0 | 0 | 0 | 0 | 0 | 0 | 0 | 0 | 0 | 0 | 0 | 0
21 | 2030 | 0 | 0 | 0 | 0 | 0 | 0 | 0 | 0 | 0 | 0 | 0 | 0 | 0 |  | 21 | 2030 | 0 | 0 | 0 | 0 | 0 | 0 | 0 | 0 | 0 | 0 | 0 | 0 | 0
22 | 2031 | 110.0928 | 81.1537 | 117.1371 | 105.4655 | 96.5184 | 84.3758 | 35.5672 | 35.5672 | 83.6851 | 0 | 45.9809 | 22.6987 | 3.3679 | Segment 2 | 22 | 2031 | 9.6453 | 7.1099 | 10.2624 | 9.2399 | 8.456 | 7.3922 | 3.1161 | 3.1161 | 7.3317 | 0 | 4.0284 | 1.9886 | 0.29507 | Segment 2
23 | 2032 | 122.4699 | 93.5725 | 132.0618 | 119.6387 | 109.5439 | 97.2411 | 36.2998 | 36.2998 | 85.4186 | 0 | 46.9335 | 23.169 | 3.4332 |  | 23 | 2032 | 10.7296 | 8.1979 | 11.57 | 10.4816 | 9.5972 | 8.5193 | 3.1802 | 3.1802 | 7.4836 | 0 | 4.1119 | 2.0298 | 0.30078
24 | 2033 | 134.1239 | 104.5315 | 145.6785 | 131.9493 | 121.2258 | 108.2193 | 37.0443 | 37.0443 | 87.1881 | 0 | 47.9057 | 23.6489 | 3.6809 |  | 24 | 2033 | 11.7507 | 9.1581 | 12.763 | 11.5602 | 10.6207 | 9.4812 | 3.2455 | 3.2455 | 7.6386 | 0 | 4.197 | 2.0719 | 0.32248
25 | 2034 | 135.1707 | 104.7271 | 149.2282 | 133.8687 | 122.5966 | 108.638 | 37.8059 | 37.8059 | 88.9942 | 0 | 48.8981 | 24.1388 | 3.9953 |  | 25 | 2034 | 11.8424 | 9.1752 | 13.074 | 11.7283 | 10.7408 | 9.5178 | 3.3122 | 3.3122 | 7.7968 | 0 | 4.284 | 2.1148 | 0.35003
26 | 2035 | 100.8756 | 69.6129 | 117.1935 | 100.3111 | 88.7235 | 73.8145 | 30.0048 | 30.0048 | 90.8378 | 0 | 49.911 | 24.6388 | 4.2978 |  | 26 | 2035 | 8.8378 | 6.0988 | 10.2674 | 8.7883 | 7.7731 | 6.4669 | 2.6287 | 2.6287 | 7.9583 | 0 | 4.3727 | 2.1586 | 0.37653
27 | 2036 | 103.885 | 71.8677 | 122.1774 | 103.9256 | 91.8874 | 76.1756 | 30.6264 | 30.6264 | 92.7195 | 0 | 50.945 | 25.1493 | 4.567 |  | 27 | 2036 | 9.1014 | 6.2964 | 10.704 | 9.105 | 8.0503 | 6.6738 | 2.6832 | 2.6832 | 8.1232 | 0 | 4.4633 | 2.2033 | 0.40011
28 | 2037 | 105.882 | 73.4288 | 125.7922 | 106.6009 | 94.0315 | 77.8381 | 31.2608 | 31.2608 | 94.6403 | 0 | 52.0003 | 25.6702 | 4.735 | Segment 3 | 28 | 2037 | 9.2764 | 6.4331 | 11.0207 | 9.3394 | 8.2381 | 6.8194 | 2.7388 | 2.7388 | 8.2915 | 0 | 4.5558 | 2.249 | 0.41483 | Segment 3
29 | 2038 | 105.714 | 73.5028 | 124.5105 | 105.9079 | 93.7455 | 77.8308 | 31.9084 | 31.9084 | 96.6008 | 0 | 53.0775 | 26.202 | 4.6357 |  | 29 | 2038 | 9.2617 | 6.4396 | 10.9084 | 9.2786 | 8.2131 | 6.8188 | 2.7955 | 2.7955 | 8.4632 | 0 | 4.6502 | 2.2956 | 0.40614
30 | 2039 | 105.7464 | 73.7185 | 123.6987 | 105.5423 | 93.6884 | 77.9849 | 32.5694 | 32.5694 | 98.6019 | 0 | 54.1771 | 26.7448 | 4.5605 |  | 30 | 2039 | 9.2645 | 6.4585 | 10.8373 | 9.2466 | 8.2081 | 6.8323 | 2.8534 | 2.8534 | 8.6386 | 0 | 4.7465 | 2.3431 | 0.39955
31 | 2040 | 106.631 | 74.525 | 124.9429 | 106.5965 | 94.6111 | 78.8176 | 33.2441 | 33.2441 | 100.6445 | 0 | 55.2994 | 27.2988 | 4.5925 |  | 31 | 2040 | 9.342 | 6.5292 | 10.9463 | 9.339 | 8.2889 | 6.9053 | 2.9125 | 2.9125 | 8.8175 | 0 | 4.8448 | 2.3917 | 0.40235
32 | 2041 | 108.4175 | 75.9566 | 128.3635 | 109.1533 | 96.5708 | 80.3684 | 33.9328 | 33.9328 | 102.7294 | 0 | 56.4449 | 27.8643 | 4.7382 |  | 32 | 2041 | 9.4985 | 6.6546 | 11.246 | 9.563 | 8.4606 | 7.0411 | 2.9729 | 2.9729 | 9.0002 | 0 | 4.9452 | 2.4412 | 0.41511
33 | 2042 | 110.3507 | 77.4932 | 132.1224 | 111.9473 | 98.6974 | 82.0383 | 34.6357 | 34.6357 | 104.8575 | 0 | 57.6142 | 28.4415 | 4.9009 |  | 33 | 2042 | 9.6679 | 6.7892 | 11.5753 | 9.8078 | 8.6469 | 7.1874 | 3.0345 | 3.0345 | 9.1866 | 0 | 5.0476 | 2.4918 | 0.42937
34 | 2043 | 112.3349 | 79.069 | 135.9865 | 114.8177 | 100.8808 | 83.7512 | 35.3532 | 35.3532 | 107.0296 | 0 | 58.8077 | 29.0307 | 5.0684 |  | 34 | 2043 | 9.8417 | 6.9273 | 11.9138 | 10.0592 | 8.8382 | 7.3375 | 3.0973 | 3.0973 | 9.3769 | 0 | 5.1522 | 2.5434 | 0.44405
35 | 2044 | 113.853 | 80.3281 | 138.6974 | 116.8982 | 102.5253 | 85.0974 | 36.0855 | 36.0855 | 109.2468 | 0 | 60.0259 | 29.6321 | 5.1747 |  | 35 | 2044 | 9.9747 | 7.0376 | 12.1514 | 10.2415 | 8.9823 | 7.4554 | 3.1615 | 3.1615 | 9.5712 | 0 | 5.2589 | 2.5961 | 0.45336
36 | 2045 | 115.1446 | 81.4354 | 140.8371 | 118.5895 | 103.9067 | 86.2665 | 36.8331 | 36.8331 | 111.5099 | 0 | 61.2694 | 30.246 | 5.2503 |  | 36 | 2045 | 10.0879 | 7.1346 | 12.3388 | 10.3897 | 9.1033 | 7.5579 | 3.227 | 3.227 | 9.7694 | 0 | 5.3678 | 2.6499 | 0.45998
37 | 2046 | 117.4866 | 83.2704 | 145.5129 | 122.0318 | 106.4961 | 88.2719 | 37.5961 | 37.5961 | 113.8199 | 0 | 62.5386 | 30.8725 | 5.4583 |  | 37 | 2046 | 10.2931 | 7.2954 | 12.7485 | 10.6913 | 9.3302 | 7.7335 | 3.2938 | 3.2938 | 9.9718 | 0 | 5.479 | 2.7048 | 0.47821

## West Penn LI
Values from Results of ACC Model | [15 empty] | CALCULATIONS
PY Selection | PY18 |  | SWE Note: This data includes avoided energy costs from the Arrearages Study and should only be applied for low income programs | [12 empty] | PY Selection | PY18 |  | SWE Note: This data includes avoided energy costs from the Arrearages Study and should only be applied for low income programs
|  | West Penn Zone Summer ($/MWh) |  | West Penn Zone Winter ($/MWh) |  | West Penn DLC Zone Shoulder ($/MWh) |  | West Penn Generation Capacity ($/kW/year) |  | West Penn Transmission Capacity ($/kW/year) |  | West Penn Distribution Capacity ($/kW/year) |  | Avoided Natural Gas Fuel Costs ($/MMBTU) |  |  |  | West Penn Zone Summer ($/MWh) |  | West Penn Zone Winter ($/MWh) |  | West Penn DLC Zone Shoulder ($/MWh) |  | West Penn Generation Capacity ($/kW/year) |  | West Penn Transmission Capacity ($/kW/year) |  | West Penn Distribution Capacity ($/kW/year) |  | Avoided Natural Gas Fuel Costs ($/MMBTU)
PA ACT 129 Program Year | Year | Summer On-Peak | Summer Off-Peak | Winter On-Peak | Winter Off-Peak | Shoulder On-Peak | Shoulder Off-Peak | Summer | Winter | Summer | Winter | Summer | Winter |  |  | PA ACT 129 Program Year | Year | Summer On-Peak | Summer Off-Peak | Winter On-Peak | Winter Off-Peak | Shoulder On-Peak | Shoulder Off-Peak | Summer | Winter | Summer | Winter | Summer | Winter
18 | 2027 | 105.7463 | 75.9627 | 110.0283 | 98.0511 | 92.2227 | 79.709 | 72.5935 | 72.5935 | 8.8289 | 8.8289 | 41.2452 | 5.0498 | 3.7538 | Segment 1 | 18 | 2027 | 39.6599 | 28.4896 | 41.2658 | 36.7738 | 34.5879 | 29.8947 | 27.226 | 27.226 | 3.3112 | 3.3112 | 15.4689 | 1.8939 | 1.4078 | Segment 1
19 | 2028 | 115.7467 | 84.0939 | 123.2723 | 110.5855 | 101.6156 | 89.076 | 38.7631 | 38.7631 | 9.0118 | 9.0118 | 46.2659 | 6.0599 | 3.678 |  | 19 | 2028 | 43.4105 | 31.5392 | 46.2329 | 41.4748 | 38.1107 | 33.4077 | 14.538 | 14.538 | 3.3798 | 3.3798 | 17.3519 | 2.2728 | 1.3794
20 | 2029 | 123.1853 | 92.4048 | 132.1439 | 118.6437 | 108.5921 | 95.0139 | 39.5566 | 39.5566 | 9.1985 | 9.1985 | 51.8853 | 7.0145 | 3.5623 |  | 20 | 2029 | 46.2003 | 34.6562 | 49.5602 | 44.497 | 40.7272 | 35.6347 | 14.8356 | 14.8356 | 3.4499 | 3.4499 | 19.4595 | 2.6308 | 1.336
21 | 2030 | 121.2878 | 92.4804 | 133.1161 | 118.9409 | 110.4383 | 95.4972 | 40.3662 | 40.3662 | 9.389 | 9.389 | 56.9182 | 7.929 | 3.4178 |  | 21 | 2030 | 45.4887 | 34.6845 | 49.9248 | 44.6085 | 41.4196 | 35.816 | 15.1392 | 15.1392 | 3.5213 | 3.5213 | 21.347 | 2.9737 | 1.2818
22 | 2031 | 93.4458 | 63.4999 | 100.7612 | 88.6542 | 79.4296 | 66.8413 | 27.6422 | 27.6422 | 9.5835 | 9.5835 | 62.1946 | 9.0186 | 3.3679 | Segment 2 | 22 | 2031 | 35.0466 | 23.8155 | 37.7902 | 33.2495 | 29.7899 | 25.0687 | 10.3671 | 10.3671 | 3.5943 | 3.5943 | 23.3259 | 3.3824 | 1.2631 | Segment 2
23 | 2032 | 93.8528 | 63.9486 | 103.716 | 90.8574 | 80.4852 | 67.7366 | 28.2148 | 28.2148 | 9.782 | 9.782 | 63.483 | 9.2055 | 3.4332 |  | 23 | 2032 | 35.1993 | 23.9838 | 38.8984 | 34.0758 | 30.1858 | 25.4044 | 10.5819 | 10.5819 | 3.6687 | 3.6687 | 23.8091 | 3.4525 | 1.2876
24 | 2033 | 96.6369 | 66.0376 | 108.4626 | 94.2981 | 83.2971 | 69.8449 | 28.7993 | 28.7993 | 9.9847 | 9.9847 | 64.7981 | 9.3962 | 3.6809 |  | 24 | 2033 | 36.2434 | 24.7672 | 40.6786 | 35.3662 | 31.2403 | 26.1951 | 10.8011 | 10.8011 | 3.7447 | 3.7447 | 24.3023 | 3.524 | 1.3805
25 | 2034 | 99.9337 | 68.4833 | 114.2624 | 98.4674 | 86.9178 | 72.5136 | 29.3959 | 29.3959 | 10.1915 | 10.1915 | 66.1404 | 9.5908 | 3.9953 |  | 25 | 2034 | 37.4799 | 25.6845 | 42.8538 | 36.9299 | 32.5983 | 27.196 | 11.0248 | 11.0248 | 3.8223 | 3.8223 | 24.8058 | 3.597 | 1.4984
26 | 2035 | 103.1386 | 70.8691 | 119.7277 | 102.4098 | 90.5448 | 75.19 | 30.0048 | 30.0048 | 10.4026 | 10.4026 | 67.5105 | 9.7895 | 4.2978 |  | 26 | 2035 | 38.6819 | 26.5793 | 44.9036 | 38.4085 | 33.9586 | 28.1998 | 11.2532 | 11.2532 | 3.9015 | 3.9015 | 25.3196 | 3.6715 | 1.6119
27 | 2036 | 106.148 | 73.1238 | 124.7116 | 106.0244 | 93.7086 | 77.5511 | 30.6264 | 30.6264 | 10.6181 | 10.6181 | 68.909 | 9.9923 | 4.567 |  | 27 | 2036 | 39.8105 | 27.4249 | 46.7728 | 39.7642 | 35.1452 | 29.0853 | 11.4863 | 11.4863 | 3.9823 | 3.9823 | 25.8441 | 3.7476 | 1.7128
28 | 2037 | 108.145 | 74.685 | 128.3264 | 108.6997 | 95.8527 | 79.2136 | 31.2608 | 31.2608 | 10.8381 | 10.8381 | 70.3365 | 10.1993 | 4.735 | Segment 3 | 28 | 2037 | 40.5595 | 28.0104 | 48.1285 | 40.7675 | 35.9493 | 29.7089 | 11.7243 | 11.7243 | 4.0648 | 4.0648 | 26.3795 | 3.8252 | 1.7758 | Segment 3
29 | 2038 | 107.977 | 74.7589 | 127.0446 | 108.0066 | 95.5667 | 79.2063 | 31.9084 | 31.9084 | 11.0626 | 11.0626 | 71.7935 | 10.4106 | 4.6357 |  | 29 | 2038 | 40.4965 | 28.0381 | 47.6478 | 40.5076 | 35.8421 | 29.7061 | 11.9672 | 11.9672 | 4.149 | 4.149 | 26.926 | 3.9045 | 1.7386
30 | 2039 | 108.0094 | 74.9747 | 126.2329 | 107.641 | 95.5097 | 79.3604 | 32.5694 | 32.5694 | 11.2918 | 11.2918 | 73.2808 | 10.6262 | 4.5605 |  | 30 | 2039 | 40.5086 | 28.119 | 47.3433 | 40.3705 | 35.8206 | 29.7639 | 12.2151 | 12.2151 | 4.2349 | 4.2349 | 27.4838 | 3.9853 | 1.7104
31 | 2040 | 108.894 | 75.7812 | 127.4771 | 108.6952 | 96.4324 | 80.1932 | 33.2441 | 33.2441 | 11.5257 | 11.5257 | 74.7988 | 10.8463 | 4.5925 |  | 31 | 2040 | 40.8404 | 28.4215 | 47.81 | 40.7658 | 36.1667 | 30.0762 | 12.4681 | 12.4681 | 4.3227 | 4.3227 | 28.0531 | 4.0679 | 1.7224
32 | 2041 | 110.6805 | 77.2127 | 130.8977 | 111.2521 | 98.392 | 81.744 | 33.9328 | 33.9328 | 11.7644 | 11.7644 | 76.3483 | 11.071 | 4.7382 |  | 32 | 2041 | 41.5104 | 28.9584 | 49.0928 | 41.7248 | 36.9017 | 30.6579 | 12.7264 | 12.7264 | 4.4122 | 4.4122 | 28.6342 | 4.1522 | 1.777
33 | 2042 | 112.6137 | 78.7493 | 134.6566 | 114.046 | 100.5187 | 83.4138 | 34.6357 | 34.6357 | 12.0081 | 12.0081 | 77.9299 | 11.3004 | 4.9009 |  | 33 | 2042 | 42.2355 | 29.5347 | 50.5026 | 42.7727 | 37.6993 | 31.2841 | 12.99 | 12.99 | 4.5036 | 4.5036 | 29.2274 | 4.2382 | 1.8381
34 | 2043 | 114.5979 | 80.3251 | 138.5206 | 116.9164 | 102.702 | 85.1268 | 35.3532 | 35.3532 | 12.2569 | 12.2569 | 79.5442 | 11.5345 | 5.0684 |  | 34 | 2043 | 42.9796 | 30.1257 | 51.9518 | 43.8492 | 38.5181 | 31.9266 | 13.2591 | 13.2591 | 4.5969 | 4.5969 | 29.8329 | 4.326 | 1.9009
35 | 2044 | 116.116 | 81.5842 | 141.2315 | 118.9969 | 104.3466 | 86.4729 | 36.0855 | 36.0855 | 12.5108 | 12.5108 | 81.192 | 11.7734 | 5.1747 |  | 35 | 2044 | 43.549 | 30.598 | 52.9685 | 44.6295 | 39.1349 | 32.4314 | 13.5338 | 13.5338 | 4.6921 | 4.6921 | 30.4509 | 4.4156 | 1.9408
36 | 2045 | 117.4075 | 82.6915 | 143.3713 | 120.6883 | 105.728 | 87.6421 | 36.8331 | 36.8331 | 12.77 | 12.77 | 82.874 | 12.0173 | 5.2503 |  | 36 | 2045 | 44.0334 | 31.0132 | 53.771 | 45.2638 | 39.653 | 32.8699 | 13.8141 | 13.8141 | 4.7893 | 4.7893 | 31.0817 | 4.5071 | 1.9691
37 | 2046 | 119.7496 | 84.5266 | 148.0471 | 124.1306 | 108.3173 | 89.6474 | 37.5961 | 37.5961 | 13.0345 | 13.0345 | 84.5907 | 12.2662 | 5.4583 |  | 37 | 2046 | 44.9118 | 31.7015 | 55.5247 | 46.5548 | 40.6241 | 33.622 | 14.1003 | 14.1003 | 4.8886 | 4.8886 | 31.7255 | 4.6004 | 2.0471
PY Selection | PY19 | [14 empty] | PY Selection | PY19
|  | West Penn Zone Summer ($/MWh) |  | West Penn Zone Winter ($/MWh) |  | West Penn DLC Zone Shoulder ($/MWh) |  | West Penn Generation Capacity ($/kW/year) |  | West Penn Transmission Capacity ($/kW/year) |  | West Penn Distribution Capacity ($/kW/year) |  | Avoided Natural Gas Fuel Costs ($/MMBTU) |  |  |  | West Penn Zone Summer ($/MWh) |  | West Penn Zone Winter ($/MWh) |  | West Penn DLC Zone Shoulder ($/MWh) |  | West Penn Generation Capacity ($/kW/year) |  | West Penn Transmission Capacity ($/kW/year) |  | West Penn Distribution Capacity ($/kW/year) |  | Avoided Natural Gas Fuel Costs ($/MMBTU)
PA ACT 129 Program Year | Year | Summer On-Peak | Summer Off-Peak | Winter On-Peak | Winter Off-Peak | Shoulder On-Peak | Shoulder Off-Peak | Summer | Winter | Summer | Winter | Summer | Winter |  |  | PA ACT 129 Program Year | Year | Summer On-Peak | Summer Off-Peak | Winter On-Peak | Winter Off-Peak | Shoulder On-Peak | Shoulder Off-Peak | Summer | Winter | Summer | Winter | Summer | Winter
18 | 2027 | 0 | 0 | 0 | 0 | 0 | 0 | 0 | 0 | 0 | 0 | 0 | 0 | 0 | Segment 1 | 18 | 2027 | 0 | 0 | 0 | 0 | 0 | 0 | 0 | 0 | 0 | 0 | 0 | 0 | 0 | Segment 1
19 | 2028 | 108.1867 | 76.5339 | 115.7123 | 103.0255 | 94.0556 | 81.516 | 38.7631 | 38.7631 | 9.0118 | 9.0118 | 46.2659 | 6.0599 | 3.678 |  | 19 | 2028 | 40.5752 | 28.7038 | 43.3976 | 38.6394 | 35.2753 | 30.5724 | 14.538 | 14.538 | 3.3798 | 3.3798 | 17.3519 | 2.2728 | 1.3794
20 | 2029 | 117.6353 | 86.8548 | 126.5939 | 113.0937 | 103.0421 | 89.4639 | 39.5566 | 39.5566 | 9.1985 | 9.1985 | 51.8853 | 7.0145 | 3.5623 |  | 20 | 2029 | 44.1188 | 32.5747 | 47.4787 | 42.4155 | 38.6457 | 33.5532 | 14.8356 | 14.8356 | 3.4499 | 3.4499 | 19.4595 | 2.6308 | 1.336
21 | 2030 | 124.0278 | 95.2204 | 135.8561 | 121.6809 | 113.1783 | 98.2372 | 40.3662 | 40.3662 | 9.389 | 9.389 | 56.9182 | 7.929 | 3.4178 |  | 21 | 2030 | 46.5163 | 35.7122 | 50.9525 | 45.6361 | 42.4472 | 36.8436 | 15.1392 | 15.1392 | 3.5213 | 3.5213 | 21.347 | 2.9737 | 1.2818
22 | 2031 | 122.5058 | 92.5599 | 129.8212 | 117.7142 | 108.4896 | 95.9013 | 41.1922 | 41.1922 | 9.5835 | 9.5835 | 62.1946 | 9.0186 | 3.3679 | Segment 2 | 22 | 2031 | 45.9455 | 34.7143 | 48.6891 | 44.1484 | 40.6887 | 35.9675 | 15.449 | 15.449 | 3.5943 | 3.5943 | 23.3259 | 3.3824 | 1.2631 | Segment 2
23 | 2032 | 93.8528 | 63.9486 | 103.716 | 90.8574 | 80.4852 | 67.7366 | 28.2148 | 28.2148 | 9.782 | 9.782 | 63.483 | 9.2055 | 3.4332 |  | 23 | 2032 | 35.1993 | 23.9838 | 38.8984 | 34.0758 | 30.1858 | 25.4044 | 10.5819 | 10.5819 | 3.6687 | 3.6687 | 23.8091 | 3.4525 | 1.2876
24 | 2033 | 96.6369 | 66.0376 | 108.4626 | 94.2981 | 83.2971 | 69.8449 | 28.7993 | 28.7993 | 9.9847 | 9.9847 | 64.7981 | 9.3962 | 3.6809 |  | 24 | 2033 | 36.2434 | 24.7672 | 40.6786 | 35.3662 | 31.2403 | 26.1951 | 10.8011 | 10.8011 | 3.7447 | 3.7447 | 24.3023 | 3.524 | 1.3805
25 | 2034 | 99.9337 | 68.4833 | 114.2624 | 98.4674 | 86.9178 | 72.5136 | 29.3959 | 29.3959 | 10.1915 | 10.1915 | 66.1404 | 9.5908 | 3.9953 |  | 25 | 2034 | 37.4799 | 25.6845 | 42.8538 | 36.9299 | 32.5983 | 27.196 | 11.0248 | 11.0248 | 3.8223 | 3.8223 | 24.8058 | 3.597 | 1.4984
26 | 2035 | 103.1386 | 70.8691 | 119.7277 | 102.4098 | 90.5448 | 75.19 | 30.0048 | 30.0048 | 10.4026 | 10.4026 | 67.5105 | 9.7895 | 4.2978 |  | 26 | 2035 | 38.6819 | 26.5793 | 44.9036 | 38.4085 | 33.9586 | 28.1998 | 11.2532 | 11.2532 | 3.9015 | 3.9015 | 25.3196 | 3.6715 | 1.6119
27 | 2036 | 106.148 | 73.1238 | 124.7116 | 106.0244 | 93.7086 | 77.5511 | 30.6264 | 30.6264 | 10.6181 | 10.6181 | 68.909 | 9.9923 | 4.567 |  | 27 | 2036 | 39.8105 | 27.4249 | 46.7728 | 39.7642 | 35.1452 | 29.0853 | 11.4863 | 11.4863 | 3.9823 | 3.9823 | 25.8441 | 3.7476 | 1.7128
28 | 2037 | 108.145 | 74.685 | 128.3264 | 108.6997 | 95.8527 | 79.2136 | 31.2608 | 31.2608 | 10.8381 | 10.8381 | 70.3365 | 10.1993 | 4.735 | Segment 3 | 28 | 2037 | 40.5595 | 28.0104 | 48.1285 | 40.7675 | 35.9493 | 29.7089 | 11.7243 | 11.7243 | 4.0648 | 4.0648 | 26.3795 | 3.8252 | 1.7758 | Segment 3
29 | 2038 | 107.977 | 74.7589 | 127.0446 | 108.0066 | 95.5667 | 79.2063 | 31.9084 | 31.9084 | 11.0626 | 11.0626 | 71.7935 | 10.4106 | 4.6357 |  | 29 | 2038 | 40.4965 | 28.0381 | 47.6478 | 40.5076 | 35.8421 | 29.7061 | 11.9672 | 11.9672 | 4.149 | 4.149 | 26.926 | 3.9045 | 1.7386
30 | 2039 | 108.0094 | 74.9747 | 126.2329 | 107.641 | 95.5097 | 79.3604 | 32.5694 | 32.5694 | 11.2918 | 11.2918 | 73.2808 | 10.6262 | 4.5605 |  | 30 | 2039 | 40.5086 | 28.119 | 47.3433 | 40.3705 | 35.8206 | 29.7639 | 12.2151 | 12.2151 | 4.2349 | 4.2349 | 27.4838 | 3.9853 | 1.7104
31 | 2040 | 108.894 | 75.7812 | 127.4771 | 108.6952 | 96.4324 | 80.1932 | 33.2441 | 33.2441 | 11.5257 | 11.5257 | 74.7988 | 10.8463 | 4.5925 |  | 31 | 2040 | 40.8404 | 28.4215 | 47.81 | 40.7658 | 36.1667 | 30.0762 | 12.4681 | 12.4681 | 4.3227 | 4.3227 | 28.0531 | 4.0679 | 1.7224
32 | 2041 | 110.6805 | 77.2127 | 130.8977 | 111.2521 | 98.392 | 81.744 | 33.9328 | 33.9328 | 11.7644 | 11.7644 | 76.3483 | 11.071 | 4.7382 |  | 32 | 2041 | 41.5104 | 28.9584 | 49.0928 | 41.7248 | 36.9017 | 30.6579 | 12.7264 | 12.7264 | 4.4122 | 4.4122 | 28.6342 | 4.1522 | 1.777
33 | 2042 | 112.6137 | 78.7493 | 134.6566 | 114.046 | 100.5187 | 83.4138 | 34.6357 | 34.6357 | 12.0081 | 12.0081 | 77.9299 | 11.3004 | 4.9009 |  | 33 | 2042 | 42.2355 | 29.5347 | 50.5026 | 42.7727 | 37.6993 | 31.2841 | 12.99 | 12.99 | 4.5036 | 4.5036 | 29.2274 | 4.2382 | 1.8381
34 | 2043 | 114.5979 | 80.3251 | 138.5206 | 116.9164 | 102.702 | 85.1268 | 35.3532 | 35.3532 | 12.2569 | 12.2569 | 79.5442 | 11.5345 | 5.0684 |  | 34 | 2043 | 42.9796 | 30.1257 | 51.9518 | 43.8492 | 38.5181 | 31.9266 | 13.2591 | 13.2591 | 4.5969 | 4.5969 | 29.8329 | 4.326 | 1.9009
35 | 2044 | 116.116 | 81.5842 | 141.2315 | 118.9969 | 104.3466 | 86.4729 | 36.0855 | 36.0855 | 12.5108 | 12.5108 | 81.192 | 11.7734 | 5.1747 |  | 35 | 2044 | 43.549 | 30.598 | 52.9685 | 44.6295 | 39.1349 | 32.4314 | 13.5338 | 13.5338 | 4.6921 | 4.6921 | 30.4509 | 4.4156 | 1.9408
36 | 2045 | 117.4075 | 82.6915 | 143.3713 | 120.6883 | 105.728 | 87.6421 | 36.8331 | 36.8331 | 12.77 | 12.77 | 82.874 | 12.0173 | 5.2503 |  | 36 | 2045 | 44.0334 | 31.0132 | 53.771 | 45.2638 | 39.653 | 32.8699 | 13.8141 | 13.8141 | 4.7893 | 4.7893 | 31.0817 | 4.5071 | 1.9691
37 | 2046 | 119.7496 | 84.5266 | 148.0471 | 124.1306 | 108.3173 | 89.6474 | 37.5961 | 37.5961 | 13.0345 | 13.0345 | 84.5907 | 12.2662 | 5.4583 |  | 37 | 2046 | 44.9118 | 31.7015 | 55.5247 | 46.5548 | 40.6241 | 33.622 | 14.1003 | 14.1003 | 4.8886 | 4.8886 | 31.7255 | 4.6004 | 2.0471
PY Selection | PY20 | [14 empty] | PY Selection | PY20
|  | West Penn Zone Summer ($/MWh) |  | West Penn Zone Winter ($/MWh) |  | West Penn DLC Zone Shoulder ($/MWh) |  | West Penn Generation Capacity ($/kW/year) |  | West Penn Transmission Capacity ($/kW/year) |  | West Penn Distribution Capacity ($/kW/year) |  | Avoided Natural Gas Fuel Costs ($/MMBTU) |  |  |  | West Penn Zone Summer ($/MWh) |  | West Penn Zone Winter ($/MWh) |  | West Penn DLC Zone Shoulder ($/MWh) |  | West Penn Generation Capacity ($/kW/year) |  | West Penn Transmission Capacity ($/kW/year) |  | West Penn Distribution Capacity ($/kW/year) |  | Avoided Natural Gas Fuel Costs ($/MMBTU)
PA ACT 129 Program Year | Year | Summer On-Peak | Summer Off-Peak | Winter On-Peak | Winter Off-Peak | Shoulder On-Peak | Shoulder Off-Peak | Summer | Winter | Summer | Winter | Summer | Winter |  |  | PA ACT 129 Program Year | Year | Summer On-Peak | Summer Off-Peak | Winter On-Peak | Winter Off-Peak | Shoulder On-Peak | Shoulder Off-Peak | Summer | Winter | Summer | Winter | Summer | Winter
18 | 2027 | 0 | 0 | 0 | 0 | 0 | 0 | 0 | 0 | 0 | 0 | 0 | 0 | 0 | Segment 1 | 18 | 2027 | 0 | 0 | 0 | 0 | 0 | 0 | 0 | 0 | 0 | 0 | 0 | 0 | 0 | Segment 1
19 | 2028 | 0 | 0 | 0 | 0 | 0 | 0 | 0 | 0 | 0 | 0 | 0 | 0 | 0 |  | 19 | 2028 | 0 | 0 | 0 | 0 | 0 | 0 | 0 | 0 | 0 | 0 | 0 | 0 | 0
20 | 2029 | 109.5853 | 78.8048 | 118.5439 | 105.0437 | 94.9921 | 81.4139 | 39.5566 | 39.5566 | 9.1985 | 9.1985 | 51.8853 | 7.0145 | 3.5623 |  | 20 | 2029 | 41.0997 | 29.5555 | 44.4596 | 39.3964 | 35.6265 | 30.5341 | 14.8356 | 14.8356 | 3.4499 | 3.4499 | 19.4595 | 2.6308 | 1.336
21 | 2030 | 118.1678 | 89.3604 | 129.9961 | 115.8209 | 107.3183 | 92.3772 | 40.3662 | 40.3662 | 9.389 | 9.389 | 56.9182 | 7.929 | 3.4178 |  | 21 | 2030 | 44.3185 | 33.5144 | 48.7547 | 43.4383 | 40.2495 | 34.6458 | 15.1392 | 15.1392 | 3.5213 | 3.5213 | 21.347 | 2.9737 | 1.2818
22 | 2031 | 125.4158 | 95.4699 | 132.7312 | 120.6242 | 111.3996 | 98.8113 | 41.1922 | 41.1922 | 9.5835 | 9.5835 | 62.1946 | 9.0186 | 3.3679 | Segment 2 | 22 | 2031 | 47.0369 | 35.8057 | 49.7805 | 45.2398 | 41.7801 | 37.0589 | 15.449 | 15.449 | 3.5943 | 3.5943 | 23.3259 | 3.3824 | 1.2631 | Segment 2
23 | 2032 | 124.7528 | 94.8486 | 134.616 | 121.7574 | 111.3852 | 98.6366 | 42.0348 | 42.0348 | 9.782 | 9.782 | 63.483 | 9.2055 | 3.4332 |  | 23 | 2032 | 46.7882 | 35.5727 | 50.4874 | 45.6648 | 41.7747 | 36.9934 | 15.765 | 15.765 | 3.6687 | 3.6687 | 23.8091 | 3.4525 | 1.2876
24 | 2033 | 96.6369 | 66.0376 | 108.4626 | 94.2981 | 83.2971 | 69.8449 | 28.7993 | 28.7993 | 9.9847 | 9.9847 | 64.7981 | 9.3962 | 3.6809 |  | 24 | 2033 | 36.2434 | 24.7672 | 40.6786 | 35.3662 | 31.2403 | 26.1951 | 10.8011 | 10.8011 | 3.7447 | 3.7447 | 24.3023 | 3.524 | 1.3805
25 | 2034 | 99.9337 | 68.4833 | 114.2624 | 98.4674 | 86.9178 | 72.5136 | 29.3959 | 29.3959 | 10.1915 | 10.1915 | 66.1404 | 9.5908 | 3.9953 |  | 25 | 2034 | 37.4799 | 25.6845 | 42.8538 | 36.9299 | 32.5983 | 27.196 | 11.0248 | 11.0248 | 3.8223 | 3.8223 | 24.8058 | 3.597 | 1.4984
26 | 2035 | 103.1386 | 70.8691 | 119.7277 | 102.4098 | 90.5448 | 75.19 | 30.0048 | 30.0048 | 10.4026 | 10.4026 | 67.5105 | 9.7895 | 4.2978 |  | 26 | 2035 | 38.6819 | 26.5793 | 44.9036 | 38.4085 | 33.9586 | 28.1998 | 11.2532 | 11.2532 | 3.9015 | 3.9015 | 25.3196 | 3.6715 | 1.6119
27 | 2036 | 106.148 | 73.1238 | 124.7116 | 106.0244 | 93.7086 | 77.5511 | 30.6264 | 30.6264 | 10.6181 | 10.6181 | 68.909 | 9.9923 | 4.567 |  | 27 | 2036 | 39.8105 | 27.4249 | 46.7728 | 39.7642 | 35.1452 | 29.0853 | 11.4863 | 11.4863 | 3.9823 | 3.9823 | 25.8441 | 3.7476 | 1.7128
28 | 2037 | 108.145 | 74.685 | 128.3264 | 108.6997 | 95.8527 | 79.2136 | 31.2608 | 31.2608 | 10.8381 | 10.8381 | 70.3365 | 10.1993 | 4.735 | Segment 3 | 28 | 2037 | 40.5595 | 28.0104 | 48.1285 | 40.7675 | 35.9493 | 29.7089 | 11.7243 | 11.7243 | 4.0648 | 4.0648 | 26.3795 | 3.8252 | 1.7758 | Segment 3
29 | 2038 | 107.977 | 74.7589 | 127.0446 | 108.0066 | 95.5667 | 79.2063 | 31.9084 | 31.9084 | 11.0626 | 11.0626 | 71.7935 | 10.4106 | 4.6357 |  | 29 | 2038 | 40.4965 | 28.0381 | 47.6478 | 40.5076 | 35.8421 | 29.7061 | 11.9672 | 11.9672 | 4.149 | 4.149 | 26.926 | 3.9045 | 1.7386
30 | 2039 | 108.0094 | 74.9747 | 126.2329 | 107.641 | 95.5097 | 79.3604 | 32.5694 | 32.5694 | 11.2918 | 11.2918 | 73.2808 | 10.6262 | 4.5605 |  | 30 | 2039 | 40.5086 | 28.119 | 47.3433 | 40.3705 | 35.8206 | 29.7639 | 12.2151 | 12.2151 | 4.2349 | 4.2349 | 27.4838 | 3.9853 | 1.7104
31 | 2040 | 108.894 | 75.7812 | 127.4771 | 108.6952 | 96.4324 | 80.1932 | 33.2441 | 33.2441 | 11.5257 | 11.5257 | 74.7988 | 10.8463 | 4.5925 |  | 31 | 2040 | 40.8404 | 28.4215 | 47.81 | 40.7658 | 36.1667 | 30.0762 | 12.4681 | 12.4681 | 4.3227 | 4.3227 | 28.0531 | 4.0679 | 1.7224
32 | 2041 | 110.6805 | 77.2127 | 130.8977 | 111.2521 | 98.392 | 81.744 | 33.9328 | 33.9328 | 11.7644 | 11.7644 | 76.3483 | 11.071 | 4.7382 |  | 32 | 2041 | 41.5104 | 28.9584 | 49.0928 | 41.7248 | 36.9017 | 30.6579 | 12.7264 | 12.7264 | 4.4122 | 4.4122 | 28.6342 | 4.1522 | 1.777
33 | 2042 | 112.6137 | 78.7493 | 134.6566 | 114.046 | 100.5187 | 83.4138 | 34.6357 | 34.6357 | 12.0081 | 12.0081 | 77.9299 | 11.3004 | 4.9009 |  | 33 | 2042 | 42.2355 | 29.5347 | 50.5026 | 42.7727 | 37.6993 | 31.2841 | 12.99 | 12.99 | 4.5036 | 4.5036 | 29.2274 | 4.2382 | 1.8381
34 | 2043 | 114.5979 | 80.3251 | 138.5206 | 116.9164 | 102.702 | 85.1268 | 35.3532 | 35.3532 | 12.2569 | 12.2569 | 79.5442 | 11.5345 | 5.0684 |  | 34 | 2043 | 42.9796 | 30.1257 | 51.9518 | 43.8492 | 38.5181 | 31.9266 | 13.2591 | 13.2591 | 4.5969 | 4.5969 | 29.8329 | 4.326 | 1.9009
35 | 2044 | 116.116 | 81.5842 | 141.2315 | 118.9969 | 104.3466 | 86.4729 | 36.0855 | 36.0855 | 12.5108 | 12.5108 | 81.192 | 11.7734 | 5.1747 |  | 35 | 2044 | 43.549 | 30.598 | 52.9685 | 44.6295 | 39.1349 | 32.4314 | 13.5338 | 13.5338 | 4.6921 | 4.6921 | 30.4509 | 4.4156 | 1.9408
36 | 2045 | 117.4075 | 82.6915 | 143.3713 | 120.6883 | 105.728 | 87.6421 | 36.8331 | 36.8331 | 12.77 | 12.77 | 82.874 | 12.0173 | 5.2503 |  | 36 | 2045 | 44.0334 | 31.0132 | 53.771 | 45.2638 | 39.653 | 32.8699 | 13.8141 | 13.8141 | 4.7893 | 4.7893 | 31.0817 | 4.5071 | 1.9691
37 | 2046 | 119.7496 | 84.5266 | 148.0471 | 124.1306 | 108.3173 | 89.6474 | 37.5961 | 37.5961 | 13.0345 | 13.0345 | 84.5907 | 12.2662 | 5.4583 |  | 37 | 2046 | 44.9118 | 31.7015 | 55.5247 | 46.5548 | 40.6241 | 33.622 | 14.1003 | 14.1003 | 4.8886 | 4.8886 | 31.7255 | 4.6004 | 2.0471
PY Selection | PY21 | [14 empty] | PY Selection | PY21
|  | West Penn Zone Summer ($/MWh) |  | West Penn Zone Winter ($/MWh) |  | West Penn DLC Zone Shoulder ($/MWh) |  | West Penn Generation Capacity ($/kW/year) |  | West Penn Transmission Capacity ($/kW/year) |  | West Penn Distribution Capacity ($/kW/year) |  | Avoided Natural Gas Fuel Costs ($/MMBTU) |  |  |  | West Penn Zone Summer ($/MWh) |  | West Penn Zone Winter ($/MWh) |  | West Penn DLC Zone Shoulder ($/MWh) |  | West Penn Generation Capacity ($/kW/year) |  | West Penn Transmission Capacity ($/kW/year) |  | West Penn Distribution Capacity ($/kW/year) |  | Avoided Natural Gas Fuel Costs ($/MMBTU)
PA ACT 129 Program Year | Year | Summer On-Peak | Summer Off-Peak | Winter On-Peak | Winter Off-Peak | Shoulder On-Peak | Shoulder Off-Peak | Summer | Winter | Summer | Winter | Summer | Winter |  |  | PA ACT 129 Program Year | Year | Summer On-Peak | Summer Off-Peak | Winter On-Peak | Winter Off-Peak | Shoulder On-Peak | Shoulder Off-Peak | Summer | Winter | Summer | Winter | Summer | Winter
18 | 2027 | 0 | 0 | 0 | 0 | 0 | 0 | 0 | 0 | 0 | 0 | 0 | 0 | 0 | Segment 1 | 18 | 2027 | 0 | 0 | 0 | 0 | 0 | 0 | 0 | 0 | 0 | 0 | 0 | 0 | 0 | Segment 1
19 | 2028 | 0 | 0 | 0 | 0 | 0 | 0 | 0 | 0 | 0 | 0 | 0 | 0 | 0 |  | 19 | 2028 | 0 | 0 | 0 | 0 | 0 | 0 | 0 | 0 | 0 | 0 | 0 | 0 | 0
20 | 2029 | 0 | 0 | 0 | 0 | 0 | 0 | 0 | 0 | 0 | 0 | 0 | 0 | 0 |  | 20 | 2029 | 0 | 0 | 0 | 0 | 0 | 0 | 0 | 0 | 0 | 0 | 0 | 0 | 0
21 | 2030 | 109.6678 | 80.8604 | 121.4961 | 107.3209 | 98.8183 | 83.8772 | 40.3662 | 40.3662 | 9.389 | 9.389 | 56.9182 | 7.929 | 3.4178 |  | 21 | 2030 | 41.1306 | 30.3265 | 45.5668 | 40.2504 | 37.0616 | 31.4579 | 15.1392 | 15.1392 | 3.5213 | 3.5213 | 21.347 | 2.9737 | 1.2818
22 | 2031 | 119.2058 | 89.2599 | 126.5212 | 114.4142 | 105.1896 | 92.6013 | 41.1922 | 41.1922 | 9.5835 | 9.5835 | 62.1946 | 9.0186 | 3.3679 | Segment 2 | 22 | 2031 | 44.7078 | 33.4767 | 47.4515 | 42.9108 | 39.4511 | 34.7299 | 15.449 | 15.449 | 3.5943 | 3.5943 | 23.3259 | 3.3824 | 1.2631 | Segment 2
23 | 2032 | 127.8528 | 97.9486 | 137.716 | 124.8574 | 114.4852 | 101.7366 | 42.0348 | 42.0348 | 9.782 | 9.782 | 63.483 | 9.2055 | 3.4332 |  | 23 | 2032 | 47.9509 | 36.7354 | 51.65 | 46.8274 | 42.9374 | 38.1561 | 15.765 | 15.765 | 3.6687 | 3.6687 | 23.8091 | 3.4525 | 1.2876
24 | 2033 | 128.7269 | 98.1276 | 140.5526 | 126.3881 | 115.3871 | 101.9349 | 42.8993 | 42.8993 | 9.9847 | 9.9847 | 64.7981 | 9.3962 | 3.6809 |  | 24 | 2033 | 48.2787 | 36.8025 | 52.7139 | 47.4015 | 43.2756 | 38.2304 | 16.0893 | 16.0893 | 3.7447 | 3.7447 | 24.3023 | 3.524 | 1.3805
25 | 2034 | 99.9337 | 68.4833 | 114.2624 | 98.4674 | 86.9178 | 72.5136 | 29.3959 | 29.3959 | 10.1915 | 10.1915 | 66.1404 | 9.5908 | 3.9953 |  | 25 | 2034 | 37.4799 | 25.6845 | 42.8538 | 36.9299 | 32.5983 | 27.196 | 11.0248 | 11.0248 | 3.8223 | 3.8223 | 24.8058 | 3.597 | 1.4984
26 | 2035 | 103.1386 | 70.8691 | 119.7277 | 102.4098 | 90.5448 | 75.19 | 30.0048 | 30.0048 | 10.4026 | 10.4026 | 67.5105 | 9.7895 | 4.2978 |  | 26 | 2035 | 38.6819 | 26.5793 | 44.9036 | 38.4085 | 33.9586 | 28.1998 | 11.2532 | 11.2532 | 3.9015 | 3.9015 | 25.3196 | 3.6715 | 1.6119
27 | 2036 | 106.148 | 73.1238 | 124.7116 | 106.0244 | 93.7086 | 77.5511 | 30.6264 | 30.6264 | 10.6181 | 10.6181 | 68.909 | 9.9923 | 4.567 |  | 27 | 2036 | 39.8105 | 27.4249 | 46.7728 | 39.7642 | 35.1452 | 29.0853 | 11.4863 | 11.4863 | 3.9823 | 3.9823 | 25.8441 | 3.7476 | 1.7128
28 | 2037 | 108.145 | 74.685 | 128.3264 | 108.6997 | 95.8527 | 79.2136 | 31.2608 | 31.2608 | 10.8381 | 10.8381 | 70.3365 | 10.1993 | 4.735 | Segment 3 | 28 | 2037 | 40.5595 | 28.0104 | 48.1285 | 40.7675 | 35.9493 | 29.7089 | 11.7243 | 11.7243 | 4.0648 | 4.0648 | 26.3795 | 3.8252 | 1.7758 | Segment 3
29 | 2038 | 107.977 | 74.7589 | 127.0446 | 108.0066 | 95.5667 | 79.2063 | 31.9084 | 31.9084 | 11.0626 | 11.0626 | 71.7935 | 10.4106 | 4.6357 |  | 29 | 2038 | 40.4965 | 28.0381 | 47.6478 | 40.5076 | 35.8421 | 29.7061 | 11.9672 | 11.9672 | 4.149 | 4.149 | 26.926 | 3.9045 | 1.7386
30 | 2039 | 108.0094 | 74.9747 | 126.2329 | 107.641 | 95.5097 | 79.3604 | 32.5694 | 32.5694 | 11.2918 | 11.2918 | 73.2808 | 10.6262 | 4.5605 |  | 30 | 2039 | 40.5086 | 28.119 | 47.3433 | 40.3705 | 35.8206 | 29.7639 | 12.2151 | 12.2151 | 4.2349 | 4.2349 | 27.4838 | 3.9853 | 1.7104
31 | 2040 | 108.894 | 75.7812 | 127.4771 | 108.6952 | 96.4324 | 80.1932 | 33.2441 | 33.2441 | 11.5257 | 11.5257 | 74.7988 | 10.8463 | 4.5925 |  | 31 | 2040 | 40.8404 | 28.4215 | 47.81 | 40.7658 | 36.1667 | 30.0762 | 12.4681 | 12.4681 | 4.3227 | 4.3227 | 28.0531 | 4.0679 | 1.7224
32 | 2041 | 110.6805 | 77.2127 | 130.8977 | 111.2521 | 98.392 | 81.744 | 33.9328 | 33.9328 | 11.7644 | 11.7644 | 76.3483 | 11.071 | 4.7382 |  | 32 | 2041 | 41.5104 | 28.9584 | 49.0928 | 41.7248 | 36.9017 | 30.6579 | 12.7264 | 12.7264 | 4.4122 | 4.4122 | 28.6342 | 4.1522 | 1.777
33 | 2042 | 112.6137 | 78.7493 | 134.6566 | 114.046 | 100.5187 | 83.4138 | 34.6357 | 34.6357 | 12.0081 | 12.0081 | 77.9299 | 11.3004 | 4.9009 |  | 33 | 2042 | 42.2355 | 29.5347 | 50.5026 | 42.7727 | 37.6993 | 31.2841 | 12.99 | 12.99 | 4.5036 | 4.5036 | 29.2274 | 4.2382 | 1.8381
34 | 2043 | 114.5979 | 80.3251 | 138.5206 | 116.9164 | 102.702 | 85.1268 | 35.3532 | 35.3532 | 12.2569 | 12.2569 | 79.5442 | 11.5345 | 5.0684 |  | 34 | 2043 | 42.9796 | 30.1257 | 51.9518 | 43.8492 | 38.5181 | 31.9266 | 13.2591 | 13.2591 | 4.5969 | 4.5969 | 29.8329 | 4.326 | 1.9009
35 | 2044 | 116.116 | 81.5842 | 141.2315 | 118.9969 | 104.3466 | 86.4729 | 36.0855 | 36.0855 | 12.5108 | 12.5108 | 81.192 | 11.7734 | 5.1747 |  | 35 | 2044 | 43.549 | 30.598 | 52.9685 | 44.6295 | 39.1349 | 32.4314 | 13.5338 | 13.5338 | 4.6921 | 4.6921 | 30.4509 | 4.4156 | 1.9408
36 | 2045 | 117.4075 | 82.6915 | 143.3713 | 120.6883 | 105.728 | 87.6421 | 36.8331 | 36.8331 | 12.77 | 12.77 | 82.874 | 12.0173 | 5.2503 |  | 36 | 2045 | 44.0334 | 31.0132 | 53.771 | 45.2638 | 39.653 | 32.8699 | 13.8141 | 13.8141 | 4.7893 | 4.7893 | 31.0817 | 4.5071 | 1.9691
37 | 2046 | 119.7496 | 84.5266 | 148.0471 | 124.1306 | 108.3173 | 89.6474 | 37.5961 | 37.5961 | 13.0345 | 13.0345 | 84.5907 | 12.2662 | 5.4583 |  | 37 | 2046 | 44.9118 | 31.7015 | 55.5247 | 46.5548 | 40.6241 | 33.622 | 14.1003 | 14.1003 | 4.8886 | 4.8886 | 31.7255 | 4.6004 | 2.0471
PY Selection | PY22 | [14 empty] | PY Selection | PY22
|  | West Penn Zone Summer ($/MWh) |  | West Penn Zone Winter ($/MWh) |  | West Penn DLC Zone Shoulder ($/MWh) |  | West Penn Generation Capacity ($/kW/year) |  | West Penn Transmission Capacity ($/kW/year) |  | West Penn Distribution Capacity ($/kW/year) |  | Avoided Natural Gas Fuel Costs ($/MMBTU) |  |  |  | West Penn Zone Summer ($/MWh) |  | West Penn Zone Winter ($/MWh) |  | West Penn DLC Zone Shoulder ($/MWh) |  | West Penn Generation Capacity ($/kW/year) |  | West Penn Transmission Capacity ($/kW/year) |  | West Penn Distribution Capacity ($/kW/year) |  | Avoided Natural Gas Fuel Costs ($/MMBTU)
PA ACT 129 Program Year | Year | Summer On-Peak | Summer Off-Peak | Winter On-Peak | Winter Off-Peak | Shoulder On-Peak | Shoulder Off-Peak | Summer | Winter | Summer | Winter | Summer | Winter |  |  | PA ACT 129 Program Year | Year | Summer On-Peak | Summer Off-Peak | Winter On-Peak | Winter Off-Peak | Shoulder On-Peak | Shoulder Off-Peak | Summer | Winter | Summer | Winter | Summer | Winter
18 | 2027 | 0 | 0 | 0 | 0 | 0 | 0 | 0 | 0 | 0 | 0 | 0 | 0 | 0 | Segment 1 | 18 | 2027 | 0 | 0 | 0 | 0 | 0 | 0 | 0 | 0 | 0 | 0 | 0 | 0 | 0 | Segment 1
19 | 2028 | 0 | 0 | 0 | 0 | 0 | 0 | 0 | 0 | 0 | 0 | 0 | 0 | 0 |  | 19 | 2028 | 0 | 0 | 0 | 0 | 0 | 0 | 0 | 0 | 0 | 0 | 0 | 0 | 0
20 | 2029 | 0 | 0 | 0 | 0 | 0 | 0 | 0 | 0 | 0 | 0 | 0 | 0 | 0 |  | 20 | 2029 | 0 | 0 | 0 | 0 | 0 | 0 | 0 | 0 | 0 | 0 | 0 | 0 | 0
21 | 2030 | 0 | 0 | 0 | 0 | 0 | 0 | 0 | 0 | 0 | 0 | 0 | 0 | 0 |  | 21 | 2030 | 0 | 0 | 0 | 0 | 0 | 0 | 0 | 0 | 0 | 0 | 0 | 0 | 0
22 | 2031 | 110.2158 | 80.2699 | 117.5312 | 105.4242 | 96.1996 | 83.6113 | 41.1922 | 41.1922 | 9.5835 | 9.5835 | 62.1946 | 9.0186 | 3.3679 | Segment 2 | 22 | 2031 | 41.3362 | 30.105 | 44.0798 | 39.5391 | 36.0794 | 31.3582 | 15.449 | 15.449 | 3.5943 | 3.5943 | 23.3259 | 3.3824 | 1.2631 | Segment 2
23 | 2032 | 121.2528 | 91.3486 | 131.116 | 118.2574 | 107.8852 | 95.1366 | 42.0348 | 42.0348 | 9.782 | 9.782 | 63.483 | 9.2055 | 3.4332 |  | 23 | 2032 | 45.4756 | 34.26 | 49.1747 | 44.3521 | 40.4621 | 35.6807 | 15.765 | 15.765 | 3.6687 | 3.6687 | 23.8091 | 3.4525 | 1.2876
24 | 2033 | 131.9469 | 101.3476 | 143.7726 | 129.6081 | 118.6071 | 105.1549 | 42.8993 | 42.8993 | 9.9847 | 9.9847 | 64.7981 | 9.3962 | 3.6809 |  | 24 | 2033 | 49.4863 | 38.0102 | 53.9216 | 48.6092 | 44.4833 | 39.4381 | 16.0893 | 16.0893 | 3.7447 | 3.7447 | 24.3023 | 3.524 | 1.3805
25 | 2034 | 133.2937 | 101.8433 | 147.6224 | 131.8274 | 120.2778 | 105.8736 | 43.7759 | 43.7759 | 10.1915 | 10.1915 | 66.1404 | 9.5908 | 3.9953 |  | 25 | 2034 | 49.9915 | 38.196 | 55.3654 | 49.4415 | 45.1099 | 39.7076 | 16.418 | 16.418 | 3.8223 | 3.8223 | 24.8058 | 3.597 | 1.4984
26 | 2035 | 103.1386 | 70.8691 | 119.7277 | 102.4098 | 90.5448 | 75.19 | 30.0048 | 30.0048 | 10.4026 | 10.4026 | 67.5105 | 9.7895 | 4.2978 |  | 26 | 2035 | 38.6819 | 26.5793 | 44.9036 | 38.4085 | 33.9586 | 28.1998 | 11.2532 | 11.2532 | 3.9015 | 3.9015 | 25.3196 | 3.6715 | 1.6119
27 | 2036 | 106.148 | 73.1238 | 124.7116 | 106.0244 | 93.7086 | 77.5511 | 30.6264 | 30.6264 | 10.6181 | 10.6181 | 68.909 | 9.9923 | 4.567 |  | 27 | 2036 | 39.8105 | 27.4249 | 46.7728 | 39.7642 | 35.1452 | 29.0853 | 11.4863 | 11.4863 | 3.9823 | 3.9823 | 25.8441 | 3.7476 | 1.7128
28 | 2037 | 108.145 | 74.685 | 128.3264 | 108.6997 | 95.8527 | 79.2136 | 31.2608 | 31.2608 | 10.8381 | 10.8381 | 70.3365 | 10.1993 | 4.735 | Segment 3 | 28 | 2037 | 40.5595 | 28.0104 | 48.1285 | 40.7675 | 35.9493 | 29.7089 | 11.7243 | 11.7243 | 4.0648 | 4.0648 | 26.3795 | 3.8252 | 1.7758 | Segment 3
29 | 2038 | 107.977 | 74.7589 | 127.0446 | 108.0066 | 95.5667 | 79.2063 | 31.9084 | 31.9084 | 11.0626 | 11.0626 | 71.7935 | 10.4106 | 4.6357 |  | 29 | 2038 | 40.4965 | 28.0381 | 47.6478 | 40.5076 | 35.8421 | 29.7061 | 11.9672 | 11.9672 | 4.149 | 4.149 | 26.926 | 3.9045 | 1.7386
30 | 2039 | 108.0094 | 74.9747 | 126.2329 | 107.641 | 95.5097 | 79.3604 | 32.5694 | 32.5694 | 11.2918 | 11.2918 | 73.2808 | 10.6262 | 4.5605 |  | 30 | 2039 | 40.5086 | 28.119 | 47.3433 | 40.3705 | 35.8206 | 29.7639 | 12.2151 | 12.2151 | 4.2349 | 4.2349 | 27.4838 | 3.9853 | 1.7104
31 | 2040 | 108.894 | 75.7812 | 127.4771 | 108.6952 | 96.4324 | 80.1932 | 33.2441 | 33.2441 | 11.5257 | 11.5257 | 74.7988 | 10.8463 | 4.5925 |  | 31 | 2040 | 40.8404 | 28.4215 | 47.81 | 40.7658 | 36.1667 | 30.0762 | 12.4681 | 12.4681 | 4.3227 | 4.3227 | 28.0531 | 4.0679 | 1.7224
32 | 2041 | 110.6805 | 77.2127 | 130.8977 | 111.2521 | 98.392 | 81.744 | 33.9328 | 33.9328 | 11.7644 | 11.7644 | 76.3483 | 11.071 | 4.7382 |  | 32 | 2041 | 41.5104 | 28.9584 | 49.0928 | 41.7248 | 36.9017 | 30.6579 | 12.7264 | 12.7264 | 4.4122 | 4.4122 | 28.6342 | 4.1522 | 1.777
33 | 2042 | 112.6137 | 78.7493 | 134.6566 | 114.046 | 100.5187 | 83.4138 | 34.6357 | 34.6357 | 12.0081 | 12.0081 | 77.9299 | 11.3004 | 4.9009 |  | 33 | 2042 | 42.2355 | 29.5347 | 50.5026 | 42.7727 | 37.6993 | 31.2841 | 12.99 | 12.99 | 4.5036 | 4.5036 | 29.2274 | 4.2382 | 1.8381
34 | 2043 | 114.5979 | 80.3251 | 138.5206 | 116.9164 | 102.702 | 85.1268 | 35.3532 | 35.3532 | 12.2569 | 12.2569 | 79.5442 | 11.5345 | 5.0684 |  | 34 | 2043 | 42.9796 | 30.1257 | 51.9518 | 43.8492 | 38.5181 | 31.9266 | 13.2591 | 13.2591 | 4.5969 | 4.5969 | 29.8329 | 4.326 | 1.9009
35 | 2044 | 116.116 | 81.5842 | 141.2315 | 118.9969 | 104.3466 | 86.4729 | 36.0855 | 36.0855 | 12.5108 | 12.5108 | 81.192 | 11.7734 | 5.1747 |  | 35 | 2044 | 43.549 | 30.598 | 52.9685 | 44.6295 | 39.1349 | 32.4314 | 13.5338 | 13.5338 | 4.6921 | 4.6921 | 30.4509 | 4.4156 | 1.9408
36 | 2045 | 117.4075 | 82.6915 | 143.3713 | 120.6883 | 105.728 | 87.6421 | 36.8331 | 36.8331 | 12.77 | 12.77 | 82.874 | 12.0173 | 5.2503 |  | 36 | 2045 | 44.0334 | 31.0132 | 53.771 | 45.2638 | 39.653 | 32.8699 | 13.8141 | 13.8141 | 4.7893 | 4.7893 | 31.0817 | 4.5071 | 1.9691
37 | 2046 | 119.7496 | 84.5266 | 148.0471 | 124.1306 | 108.3173 | 89.6474 | 37.5961 | 37.5961 | 13.0345 | 13.0345 | 84.5907 | 12.2662 | 5.4583 |  | 37 | 2046 | 44.9118 | 31.7015 | 55.5247 | 46.5548 | 40.6241 | 33.622 | 14.1003 | 14.1003 | 4.8886 | 4.8886 | 31.7255 | 4.6004 | 2.0471