## Introduction
Before continuing to the tables…
1. Select EDC |  | (Data from Implementation Order which populates Lookup cells)
EDC Name | FirstEnergy | EDC Name | Baseline MWh | Baseline MW | MWh Goal | Low-Income Goal | MW Goal | Budget Limit
|  | Duquesne Light | 14085512 | 2518 | 261583 | 18933 | 46.5 | 97729760
2. Review Cell Colors Legend |  | PECO | 39386000 | 7899 | 1111685 | 74456 | 194.8 | 427385830
Lookup |  | PPL | 38214368 | 6592 | 828231 | 65678 | 151 | 307506880
Formula |  | FirstEnergy | 54975912 | 9515 | 1097605 | 86,913 | 191 | 390320135
EDC Entered |  | Not yet selected
No action needed - leave cell empty
(Plan submittals do not need to retain cell shading)

## Table 1
Table 1: Portfolio Summary of Lifetime Costs and Benefits of EE&C Plan
Sector | Total Discounted Lifetime Costs ($000) | Total Discounted Lifetime Benefits ($000) ³ | Present Value of Net1 Benefits ($000) | Benefit-Cost Ratio (TRC Ratio)
Market Rate Residential (exclusive of Low-Income)2 | 235421.3084 | 255030.3392 | 19609.0308 | 1.0833
Residential Low-Income | 71424.6192 | 82629.3411 | 11204.7219 | 1.1569
Small Commercial & Industrial | 355119.4889 | 424434.6975 | 69315.2086 | 1.1952
Large Commercial & Industrial | 380883.2312 | 401116.3813 | 20233.1501 | 1.0531
Total Portfolio | 1042848.6477 | 1163210.759 | 120362.1114 | 1.1154
1 “Net” refers to the arithmetic difference between the previous two columns. It does not refer to net verified savings. Calculate Present Value of Net Benefits and TRC ratio per the 2026 TRC Test Order (entered November 2024). 2 The June 18, 2025 Implementation Order disallowed the inclusion of low-income participation in non-low-income programs in the calculation of savings towards the low-income carve-out. 3 Includes only savings from measures installed and operable between June 1, 2026, and May 31, 2031, and excludes carryover of Phase IV savings.

## Table 2
Table 2: Summary of Portfolio Energy Savings
MWh Saved for Consumption Reductions (Meter-Level) | PY18 |  | PY19 |  | PY20 |  | PY21 |  | PY22 |  | Total
| 1st-Year MWh ⁴ | Lifetime MWh | 1st-Year MWh | Lifetime MWh | 1st-Year MWh | Lifetime MWh | 1st-Year MWh | Lifetime MWh | 1st-Year MWh | Lifetime MWh | 1st-Year MWh | Lifetime MWh
Baseline1 | 54975912 |  | 54975912 |  | 54975912 |  | 54975912 |  | 54975912 |  | 54975912
Market Rate Residential Sector (exclusive of Low-Income) – Projected Incremental Savings | 55428.5217 | 491757.8143 | 67496.5817 | 517939.1883 | 59439.8243 | 495502.5213 | 57564.5746 | 424914.0114 | 52049.8566 | 405824.1255 | 291979.3589 | 2335937.6607
Residential Low-Income Sub-Sector – Projected Incremental Savings5 | 14272.9448 | 121712.1498 | 15462.9448 | 122902.1498 | 15053.9448 | 122493.1498 | 13768.3594 | 119084.5301 | 11861.7594 | 117177.9301 | 70419.953 | 603369.9095
Small C&I Sector – Projected Incremental Savings | 71945.3566 | 968051.6505 | 71945.3566 | 968051.6505 | 71945.3566 | 968051.6505 | 71945.3566 | 968051.6505 | 71945.3566 | 968051.6505 | 359726.7829 | 4840258.2523
Large C&I Sector – Projected Incremental Savings | 78865.7704 | 1117115.3066 | 78865.7704 | 1117115.3066 | 78865.7704 | 1117115.3066 | 78865.7704 | 1117115.3066 | 78865.7704 | 1117115.3066 | 394328.8519 | 5585576.5329
EE&C Plan Total – Projected Incremental Savings | 220512.5934 | 2698636.9211 | 233770.6534 | 2726008.2951 | 225304.8961 | 2703162.6281 | 222144.0609 | 2629165.4985 | 214722.743 | 2608169.0126 | 1116454.9468 | 13365142.3554
EE&C Plan Total – Projected Cumulative Savings6 | 220512.5934 | 2698636.9211 | 454283.2468 | 5424645.2162 | 679588.1429 | 8127807.8443 | 901732.2038 | 10756973.3428 | 1116454.9468 | 13365142.3554 | 1116454.9468 | 13365142.3554
EE&C Plan Total – Percentage of Target to be Met2 | 20.09% |  | 41.39% |  | 61.92% |  | 82.15% |  | 101.7% |  | 101.7%
Estimated Phase IV Carryover Savings3 | [10 empty] | 0
Total Cumulative Projected Savings Phase V + Estimated Phase IV Carryover Savings | 220512.5934 |  | 233770.6534 |  | 225304.8961 |  | 222144.0609 |  | 214722.743 |  | 1116454.9468
Cumulative Percent Reduction from Baseline | 0.4011% |  | 0.8263% |  | 1.236% |  | 1.64% |  | 2.031% |  | 2.031%
Commission-Identified Goal | [10 empty] | 1097605
1 As defined in the June 18, 2025 Implementation Order. 2 The June 18, 2025 Implementation Order directed that EDCs achieve at least 15 percent of the target amount in each program year. 3 The Phase V Implementation Order limits energy carryover to 20% of an EDC's Phase V compliance target. 4 MWh saved are on a gross-verified basis. 5 Per the Phase V Implementation Order, the low-income savings target includes savings from programs solely directed at low-income customers or low-income-verified participants in multifamily housing programs. For the Company, this includes the Low-Income Energy Efficiency Program as well as the Multifamily component of the Commercial & Industrial Energy Solutions Programs, Small and Large, under which the Company projects savings of approximately 17,600 MWh from low-income customer participation, which combined with the Low Income Energy Efficiency Program exceeds its low-income savings target. 6 1st-Year MWh-Total for the EE&C Plan Total – Projected Cumulative Savings value is the result of a formula correction

## Table 2a
Table 2a: Summary of Portfolio Energy Savings and Spending (FirstEnergy ONLY)
FirstEnergy Rate District 2 | PY18 |  | PY19 |  | PY20 |  | PY21 |  | PY22 |  | Total
| 1st-Year MWh ¹ | Spend ($1,000) | 1st-Year MWh | Spend ($1,000) | 1st-Year MWh | Spend ($1,000) | 1st-Year MWh | Spend ($1,000) | 1st-Year MWh | Spend ($1,000) | 1st-Year MWh | Spend ($1,000)
Met-Ed | 61708.4359 | 22348.5976 | 65474.7939 | 22063.8745 | 63110.7275 | 21982.3603 | 62265.7314 | 21461.051 | 60179.3636 | 21479.1209 | 312739.0523 | 109335.0043
Penelec | 55664.5972 | 20159.7345 | 58634.0776 | 19758.6713 | 56172.8589 | 19565.8024 | 55121.9813 | 18998.8237 | 53077.0001 | 18944.1568 | 278670.5149 | 97427.1886
West Penn Power | 83270.7343 | 30157.6942 | 88488.987 | 29819.26 | 85494.0568 | 29778.7909 | 84416.4099 | 29095.6974 | 81722.9083 | 29168.4079 | 423393.0963 | 148019.8504
Penn Power | 19868.826 | 7195.7811 | 21172.7949 | 7134.8661 | 20527.2529 | 7149.9329 | 20339.9383 | 7010.5408 | 19743.471 | 7046.8077 | 101652.2832 | 35537.9287
FirstEnergy PA Total | 220512.5934 | 79861.8075 | 233770.6534 | 78776.672 | 225304.8961 | 78476.8865 | 222144.0609 | 76566.1129 | 214722.743 | 76638.4933 | 1116454.9468 | 390319.9721
1 MWh saved are on a gross-verified basis.
2 Annual Rate District level energy savings and spending are based on the Company’s Plan projections and allocated to the Rate District level based on its most recent sales forecast dated June 2025

## Table 3
Table 3: Summary of Portfolio Demand Savings
System-Level MW Savings (Average of Summer and Winter) | PY18 | PY19 | PY20 | PY21 | PY22 | Total
| 1st-Year MW ⁴ | 1st-Year MW | 1st-Year MW | 1st-Year MW | 1st-Year MW | 1st-Year MW
Baseline1 | 9515 | 9515 | 9515 | 9515 | 9515 | 9515
Market Rate Residential Sector (exclusive of Low-Income) – Projected Incremental Annual Savings | 10.2594 | 12.236 | 11.342 | 10.143 | 8.4123 | 52.3926
Residential Low-Income Sub-Sector – Projected Incremental Annual Savings | 3.099 | 3.1789 | 3.2052 | 3.0421 | 2.7325 | 15.2576
Small C&I Sector – Projected Incremental Annual Savings | 10.0452 | 10.0452 | 10.0452 | 10.0452 | 10.0452 | 50.2259
Large C&I Sector – Projected Incremental Annual Savings | 10.7013 | 10.7013 | 10.7013 | 10.7013 | 10.7013 | 53.5064
Coincident Demand Reduction From EE Subtotal | 34.1048 | 36.1613 | 35.2937 | 33.9315 | 31.8912 | 171.3825
Residential Load Shifting - Projected MW Savings | 10.8272 | 14.2003 | 16.6845 | 17.5466 | 18.3656 | 15.5248
Small C&I Sector Load Shifting – Projected MW Savings | 1.7968 | 2.0123 | 2.0924 | 2.1427 | 2.1804 | 2.0449
Large C&I Sector Load Shifting – Projected MW Savings | 2.2316 | 2.244 | 2.2537 | 2.2672 | 2.2769 | 2.2547
Daily Load Shifting Subtotal | 14.8555 | 18.4566 | 21.0305 | 21.9565 | 22.8229 | 19.8244
Cumulative Projected Compliance Savings2 | 37.0759 | 76.9285 | 116.4283 | 154.7511 | 191.2069 | 191.2069
Cumulative EE&C Plan Total – Percentage of Target to be Met3 | 19.41% | 40.28% | 60.96% | 81.02% | 100.1% | 100.1%
Estimated Phase IV Carryover Savings ⁵ | [5 empty] | 0
Total Cumulative Projected Savings Phase V + Estimated Phase IV Carryover Savings | 37.0759 | 76.9285 | 116.4283 | 154.7511 | 191.2069 | 191.2069
Cumulative Percent Reduction from Baseline | 0.3897% | 0.8085% | 1.224% | 1.626% | 2.01% | 2.01%
Commission-Identified Goal1 | [5 empty] | 191
1 As defined in the June 18, 2025 Implementation Order. 2 Cumulative totals reflect one-fifth of the expected MW savings from load shifting programs due to the average performance accounting method. EE program savings are additive across program years, while Load Shifting programs average across the Phase. 3 The June 18, 2025 Implementation Order directed that EDCs achieve at least 15 percent of the target amount in each program year. 4 MW saved are on a gross-verified basis. 5 50% of any excess Phase IV demand reduction can be claimed as carryover.

## Table 4
Table 4: Summary of Seasonal Demand Savings
Component MW Savings (System-Level) | PY18 |  | PY19 |  | PY20 |  | PY21 |  | PY22 |  | Total
| Summer MW ¹ | Winter MW | Summer MW | Winter MW | Summer MW | Winter MW | Summer MW | Winter MW | Summer MW | Winter MW | Summer MW | Winter MW
Coincident Reduction from EE - Residential | 15.6757 | 11.041 | 17.7322 | 13.0975 | 16.8646 | 12.2298 | 15.8461 | 10.5239 | 13.8059 | 8.4837 | 79.9245 | 55.376
Coincident Reduction from EE - Non-Residential | 24.9286 | 16.5644 | 24.9286 | 16.5644 | 24.9286 | 16.5644 | 24.9286 | 16.5644 | 24.9286 | 16.5644 | 124.6428 | 82.8218
Daily Load Shifting - Residential ³ | 9.3362 | 12.3181 | 11.743 | 16.6577 | 13.2747 | 20.0943 | 13.9264 | 21.1668 | 14.4917 | 22.2394 | 12.5544 | 18.4953
Daily Load Shifting - Non-Residential | 3.978 | 4.0788 | 4.1982 | 4.3142 | 4.283 | 4.4091 | 4.3392 | 4.4804 | 4.3817 | 4.533 | 4.236 | 4.3631
Total | [10 empty] | 221.3576 | 161.0561
Phase V Peak Demand Reduction Target | [10 empty] | 191
Percentage of Goal In Season ² | [10 empty] | 115.9% | 84.32%
1 MW saved are on a gross-verified basis, and MW are at the system-level. 2 The June 18, 2025 Implementation Order directed that EDCs achieve at least 15 percent of the target amount in each program year. The cells with the percentage of goal in each season (M12 and N12) will appear green if this condition has been met. 3 Daily load-shifting savings average across the phase, EE sums across the phase.

## Table 5
Table 5: Summary of Portfolio Costs
Sector | PY18 |  | PY19 |  | PY20 |  | PY21 |  | PY22 |  | Phase V
| $000 | % | $000 | % | $000 | % | $000 | % | $000 | % | $000 | %
Residential Market Rate | 21826.9943 | 27.33% | 22696.0568 | 28.81% | 22775.9514 | 29.02% | 20894.8148 | 27.29% | 20985.1062 | 27.38% | 109178.9235 | 27.97%
Residential Low-Income | 11043.6444 | 13.83% | 10834.6886 | 13.75% | 10881.6468 | 13.87% | 10806.4869 | 14.11% | 10525.8413 | 13.73% | 54092.308 | 13.86%
Small C&I | 23057.0939 | 28.87% | 22507.9556 | 28.57% | 22527.753 | 28.71% | 22551.1517 | 29.45% | 22572.185 | 29.45% | 113216.1394 | 29.01%
Large C&I | 19120.5749 | 23.94% | 18691.4709 | 23.73% | 18691.0352 | 23.82% | 18704.1594 | 24.43% | 18712.8608 | 24.42% | 93920.1013 | 24.06%
Common Costs | 4813.5 | 6.027% | 4046.5 | 5.137% | 3600.5 | 4.588% | 3609.5 | 4.714% | 3842.5 | 5.014% | 19912.5 | 5.102%
Total Portfolio Budget ¹ | 79861.8075 | 100% | 78776.672 | 100% | 78476.8865 | 100% | 76566.1129 | 100% | 76638.4933 | 100% | 390319.9721 | 100%
SWE Cost2 | 800 |  | 800 |  | 800 |  | 800 |  | 800 |  | 4000
1 Cells with total percentages in row 11 will be green when the totals are above 99.9% and below 100.1%. All of these cells should be green once filled out to ensure correct cell values. 2 Company Assumption Based on PH IV allocation of existing SWE contract

## Table 6
Table 6: Program Summaries
| Program Name | Program Market | Program Two-Sentence Summary | Program Years Operated | Compliance MWh-year | Lifetime MWh Savings | Compliance MW-year | Percentage of Portfolio Resource Savings (MWh% and MW%) ²
Market Rate Residential Programs (exclusive of Low-Income) | Residential Energy Solutions Program | Residential | The program provides incentives to residential customers operating under residential tariff rates, and/or retailers, contractors, distributors or manufacturers, to promote customer installation or completion of energy efficient products and projects, such as EnergyStar qualified appliances, HVAC upgrades, solar photovoltaic equipment, agricultural equipment and other energy efficient equipment. This program promotes energy efficiency of customer homes through incentives, customer education and adoption of energy efficient behaviors and equipment, and program delivery methods including home energy reports, audits, and direct install measures. The program also provides incentives to turn in and recycle inefficient appliances, and for construction of energy efficient new homes. This program also includes a Daily Load Shifting and Peak Demand Reduction component that promotes load shifting and demand reductions by customers through behavioral changes and incentives for the control of connected devices. Lastly, the program includes a Front of the Meter component that captures energy savings and peak demand reduction achieved through efficient upgrades, installations or operational changes completed on the energy delivery system. | 17 | 291979.3589 | 2335937.6607 | 67.9175 | 26.15% | 35.52%
[8 empty] | 0% | 0%
[8 empty] | 0% | 0%
| Totals for Residential Sector |  |  |  | 291979.3589 | 2335937.6607 | 67.9175 | 26.15% | 35.52%
Residential Low-Income Programs | Low Income Energy Efficiency Program | Residential | This program provides specific energy efficiency measures, projects, education and awareness to help low-income customers increase their energy efficiency and control their energy spending. The program promotes energy efficiency of low-income customer homes through a broad range of components and measures including customized home energy reports and no-cost direct install measures and comprehensive whole-house projects. The program also provides enhanced incentives to turn-in and recycle inefficient appliances and for the purchase of energy efficient products such as EnergyStar qualified appliances and other energy efficient equipment. The program targets and promotes low-income customer participation through various activities including but not limited to customer education, community outreach, giveaways and enhanced financial incentives. The program also coordinates with the Company's Low Income Usage Reduction Program and other conservation programs to increase participation and energy savings by the Company's low-income customers. | 17 | 70419.953 | 603369.9095 | 15.2576 | 6.307% | 7.98%
[8 empty] | 0% | 0%
[8 empty] | 0% | 0%
| Totals for Low-Income Sector |  |  |  | 70419.953 | 603369.9095 | 15.2576 | 6.307% | 7.98%
Small C&I Programs | C&I Energy Solutions Program - Small | Small C&I3 | The Energy Solutions Program - Small provides incentives to small commercial and industrial customers, including government, non-profit, institutional and multifamily customers, to install qualifying energy efficiency equipment, recycle inefficient appliances, upgrade less efficient equipment to more efficient end use technology, retrofit specialized equipment and processes, applications and end uses, and complete qualifying energy efficient building shell or system improvements. The program will also promote behavioral savings, adoption of energy saving technologies and efficient building operations through customer education and outreach, audits with direct install measures, building tune-up, energy management strategies, meter data analysis or retrocommissiong and building operations training. This program also includes a Daily Load Shifting and Peak Demand Reduction component that promotes load shifting and demand reductions by customers through incentives for the control of connected devices and custom load shifting strategies tailored to customer opportunities. Lastly, the program includes a Front of the Meter component that captures energy savings and peak demand reduction through efficient upgrades, installations or operational changes completed on the energy delivery system. | 17 | 359726.7829 | 4840258.2523 | 52.2708 | 32.22% | 27.34%
[8 empty] | 0% | 0%
[8 empty] | 0% | 0%
| Totals for Small C&I Sector |  |  |  | 359726.7829 | 4840258.2523 | 52.2708 | 32.22% | 27.34%
Large C&I Programs | C&I Energy Solutions Program - Large | Large C&I | The Energy Solutions Program - Large provides incentives to large commercial and industrial customers, including government, non-profit, institutional and multifamily customers, to install qualifying energy efficiency equipment, recycle inefficient appliances, upgrade less efficient equipment to more efficient end use technology, retrofit specialized equipment and processes, applications and end uses, and complete qualifying energy efficient building shell or system improvements. The program will also promote behavioral savings, adoption of energy saving technologies and efficient building operations through customer education and outreach, audits with direct install measures, building tune-up, energy management strategies, meter data analysis or retrocommissiong and building operations training. This program also includes a Daily Load Shifting and Peak Demand Reduction component that promotes load shifting and demand reductions by customers through incentives for the control of connected devices and custom load shifting strategies tailored to customer opportunities. Lastly, the program includes a Front of the Meter component that captures energy savings and peak demand reduction through efficient upgrades, installations or operational changes completed on the energy delivery system. | 17 | 394328.8519 | 5585576.5329 | 55.7611 | 35.32% | 29.16%
[8 empty] | 0% | 0%
[8 empty] | 0% | 0%
| Totals for Large C&I Sector |  |  |  | 394328.8519 | 5585576.5329 | 55.7611 | 35.32% | 29.16%
Totals for Plan ¹ |  |  |  |  | 1116454.9468 | 13365142.3554 | 191.2069 | 100% | 100%
1 Includes only savings from measures installed and operable between June 1, 2026, and May 31, 2031, and excludes carryover of Phase IV savings. 2 If rows need to be added to accommodate more than 3 programs per sector, ensure total and percentage formulas (orange highlighted cells) cover all new rows. Otherwise, do not edit formulas. 3 Includes projected participation of Low Income households living in Multifamily housing.

## Table 7
Table 7: Budget and Parity Analysis Summary
Customer Sector |  | Phase V EE&C Budget (inclusive of allocated common cost) | % of Total EDC EE&C Budget | % of EDC Total Annual Revenue ¹ | % of EDC Total MWh Sales
Residential Sector (exclusive of Low-Income) |  | 116669241.6341 | 29.89% | 75.83% | 36.58%
Residential Low Income Sub-Sector |  | 56200110.5083 | 14.4%
Residential Subtotal |  | 172869352.1424 | 44.29% | 75.83% | 36.58%
Small C&I Sector |  | 119125185.1801 | 30.52% | 17.66% | 21.13%
Large C&I Sector |  | 98325434.7659 | 25.19% | 6.508% | 42.3%
Non-Residential Subtotal |  | 217450619.946 | 55.71% | 24.17% | 63.42%
EDC TOTAL ³ |  | 390319972.0884 | 100% | 100% | 100%
EDC TOTAL as Share of Budget Ceiling |  | 100%
% Budget by Customer Sector (populates when data is entered above) |  | % Revenue by Customer Sector |  | % MWh Sales by Customer Sector
| *insert pie chart* | *insert pie chart*
1 EDCs should use calendar year 2024 to compute the share of revenue and MWh sales by customer sector. Total revenue should be inclusive of collections on behalf of competitive generation suppliers. 2 Budget amounts in this table should exclude SWE costs. 3 Cells F10, G10 and H10 will be green when the totals are above 99.9% and below 100.1%. All cells should be green once filled out to ensure correct subtotals.

## Table 8
Table 8: Eligible Measures
Program | Program Component | Measure | Unit | Low-Income Measure (Yes/No) ¹ | Comprehensive Measure (Yes/No) ²,3 | Eligibility Requirements4 | Incremental Cost ($/unit) | Estimated Useful Life | Incentive Amount or Incentive Range ($/unit)5
Residential Energy Solutions Program | Products | Freezer Recycling | 1 Unit | No | No | An existing working unit generally older than 10 years. | 60 | 5 | 100
Residential Energy Solutions Program | Products | Refrigerator Recycling | 1 Unit | No | No | An existing working unit generally older than 10 years. | 60 | 6 | 100
Residential Energy Solutions Program | Products | Room Air Conditioner Recycling | 1 Unit | No | No | An existing working unit generally older than 10 years. | 30 | 3 | 50
Residential Energy Solutions Program | Products | Dehumidifier Recycling | 1 Unit | No | No | An existing working unit generally older than 10 years. | 30 | 4 | 50
Residential Energy Solutions Program | Products | LV Refrigerator Recycling | 1 Unit | No | No | An existing working unit generally older than 10 years. | 30 | 5 | 50
Residential Energy Solutions Program | Products | Cooler Recycling | 1 Unit | No | No | PA TRM | 30 | 5 | 50
Residential Energy Solutions Program | Products | Clothes Washer | 1 Unit | No | No | ENERGY STAR or PA TRM | 35.724 | 14 | 100
Residential Energy Solutions Program | Products | Refrigerator - PY18 to PY20 | 1 Unit | No | No | ENERGY STAR or PA TRM | 0 | 14 | 100
Residential Energy Solutions Program | Products | Refrigerator - PY21 & PY22 | 1 Unit | No | No | ENERGY STAR or PA TRM | 0 | 14 | 100
Residential Energy Solutions Program | Products | Freezer - PY18 to PY20 | 1 Unit | No | No | ENERGY STAR or PA TRM | 0 | 11 | 75
Residential Energy Solutions Program | Products | Freezer - PY21 & PY22 | 1 Unit | No | No | ENERGY STAR or PA TRM | 0 | 11 | 75
Residential Energy Solutions Program | Products | Clothes Dryer - PY18 & PY19 | 1 Unit | No | No | ENERGY STAR or PA TRM | 206.3396 | 14 | 100
Residential Energy Solutions Program | Products | Clothes Dryer - PY20 to PY22 | 1 Unit | No | No | ENERGY STAR or PA TRM | 206.3396 | 14 | 100
Residential Energy Solutions Program | Products | Air Purifier / Cleaner | 1 Unit | No | No | PA TRM | 39 | 9 | 40
Residential Energy Solutions Program | Products | Room Air Conditioner | 1 Unit | No | Yes | PA TRM | 95.0768 | 9 | 50
Residential Energy Solutions Program | Products | Dehumidifier | 1 Unit | No | No | ENERGY STAR or PA TRM | 0 | 12 | 50
Residential Energy Solutions Program | Products | Heat Pump Water Heater - PY18 to PY20 | 1-50 gal unit | No | Yes | ENERGY STAR or PA TRM | 1684.76 | 10 | 1000
Residential Energy Solutions Program | Products | Heat Pump Water Heater - PY21 & PY22 | 1-50 gal unit | No | Yes | ENERGY STAR or PA TRM | 1684.761 | 10 | 1000
Residential Energy Solutions Program | Products | Pool Pump Variable Speed | 1 Unit | No | No | ENERGY STAR or PA TRM | 218.0724 | 10 | 400
Residential Energy Solutions Program | Products | Dishwasher | 1 Unit | No | No | ENERGY STAR or PA TRM | 79.4456 | 10 | 75
Residential Energy Solutions Program | Products | EV Charging Cord - Level 2 - Res | 1 Unit | No | No | ENERGY STAR or MA TRM | 143 | 10 | 150
Residential Energy Solutions Program | Products | Smart Thermostat - Aplncs | 1 Unit controlling 2.5 Ton CAC / ASHP | No | No | ENERGY STAR or PA TRM | 103.532 | 9 | 100
Residential Energy Solutions Program | Products | Cooler | 1 Unit | No | No | ENERGY STAR or PA TRM | 281.84 | 14 | 100
Residential Energy Solutions Program | Products | Clothes Washer/Dryer Combo | 1 Unit | No | No | ENERGY STAR | 242.0636 | 14 | 200
Residential Energy Solutions Program | Products | LED Linear | Per 4' Unit | No | No | ENERGY STAR, Design Lights Consortium (DLC) listed or PA TRM | 14.25 | 15 | 20
Residential Energy Solutions Program | Products | LED Nightlights (Mrktplace) | 1 Unit | No | No | PA TRM | 2.6 | 8 | 5
Residential Energy Solutions Program | Products | Holiday Lights (Mrktplace) | 100 Light String | No | No | PA TRM | 0.6682 | 10 | 5
Residential Energy Solutions Program | Products | Smart Strip Plug Outlet | 1 Unit | No | No | PA TRM | 40.9136 | 5 | 25
Residential Energy Solutions Program | Products | Residential Occupancy Sensor | 1 Unit | No | No | PA TRM | 24.5128 | 8 | 30
Residential Energy Solutions Program | Products | LED Linear (Mrktplace) | Per 4' Unit | No | No | ENERGY STAR, Design Lights Consortium (DLC) listed or PA TRM | 14.25 | 15 | 20
Residential Energy Solutions Program | Products | Agricultural Process Lighting | 1 Unit | No | N/A | Installation of new or replacement of lighting equipment to a higher efficiency than existing or designed for agriculture grow processes, or PA TRM. Requires pre-approval by the program. | 20.8 | 7 | $0.20 per kWh and/or $550 per kW saved
Residential Energy Solutions Program | Products | Auto Milker Takeoff | Per Unit | No | N/A | Installation of a new automatic milker takeoffs to replace pre-existing manual takeoffs on dairy milking vacuum pump systems equipped with a variable speed drive (VSD). | 9025 | 10 | 975
Residential Energy Solutions Program | Products | Dairy Scroll Compressor | Per Unit | No | N/A | Installation of a scroll compressor to replace an existing reciprocating compressor or to be installed in a new construction application. | 557.44 | 15 | 650
Residential Energy Solutions Program | Products | HE Ventilation Fans | 1 Unit | No | N/A | PA TRM, Installation of high efficiency ventilation fans and/or the installation of a thermostat controlling either new efficient fans or existing. | 226.2 | 13 | 640
Residential Energy Solutions Program | Products | Heat Reclaimer | 1 Unit | No | N/A | PA TRM, Installation of a refrigeration heat recovery (RHR) system on dairy farmer milk refrigeration systems. | 5839.9848 | 15 | 975
Residential Energy Solutions Program | Products | High Volume Low Speed Fan | 1 Unit | No | N/A | PA TRM, Installation of new or replacement of conventional circulating fans with High Volume Low Speed (HVLS) fans meeting program requirements. | 5607.888 | 15 | 50
Residential Energy Solutions Program | Products | Livestock Waterer | 1 Unit | No | N/A | Installation of a energy efficient livestock watering system that is thermostatically controlled and has factory-installed insulation with a minimum thickness of 2 inches. | 552.9784 | 10 | 350
Residential Energy Solutions Program | Products | Dairy Vac Pump VSD Control | 1 Unit | No | N/A | Installation of VFD and controls on dairy vacuum pumps, or the purchase of dairy vacuum pumps with variable speed capability. Pre-existing pumps with VSD’s are not eligible. | 6716.8608 | 15 | 1500
Residential Energy Solutions Program | Products | Low Pressure Irrigation | 1 Unit | No | N/A | Installation of a low-pressure irrigation system in agriculture applications with a minimum of 50% reduction in pumping pressure. | 13745.195 | 5 | $0.20 per kWh and/or $550 per kW saved
Residential Energy Solutions Program | Products | Custom - Agricultural | 1 Unit | No | N/A | Replacement or retrofit of existing farm type equipment or process changes or enhancements that results in electric energy savings, including construction of new facilities. Requires pre-approval by the program. | 40520.0188 | 15 | $0.20 per kWh and/or $550 per kW saved
Residential Energy Solutions Program | Products | Engine Block Heater Timer | 1 Unit | No | N/A | Installation of timers used to control engine block heaters on existing farm equipment | 16.64 | 15 | 25
Residential Energy Solutions Program | HVAC & Solar | Heat Pump - Eff | 1- 2.75 ton unit | No | Yes | ENERGY STAR or PA TRM | 417.5886 | 15 | 1500
Residential Energy Solutions Program | HVAC & Solar | Heat Pump - Most Eff | 1- 2.75 ton unit | No | Yes | ENERGY STAR or PA TRM | 1043.9863 | 15 | 2000
Residential Energy Solutions Program | HVAC & Solar | Central Air Conditioner - Eff | 1-2.75 Ton Unit | No | Yes | ENERGY STAR or PA TRM | 417.5886 | 15 | 750
Residential Energy Solutions Program | HVAC & Solar | Central Air Conditioner - Most Eff | 1-2.75 Ton Unit | No | Yes | ENERGY STAR or PA TRM | 1043.9863 | 15 | 1000
Residential Energy Solutions Program | HVAC & Solar | Ductless Mini-Split Heat Pump | 1- 1.5 ton unit | No | Yes | ENERGY STAR or PA TRM | 710.5433 | 15 | 1500
Residential Energy Solutions Program | HVAC & Solar | PTAC | 1-1.25 Ton Unit | No | Yes | ENERGY STAR or PA TRM | 521.9858 | 15 | 500
Residential Energy Solutions Program | HVAC & Solar | PTHP | 1-1.25 Ton Unit | No | Yes | ENERGY STAR or PA TRM | 521.9858 | 15 | 750
Residential Energy Solutions Program | HVAC & Solar | Heat Pump - Water & GeoT | 1- 3 Ton Unit | No | Yes | ENERGY STAR or PA TRM | 18664.8 | 15 | 7500
Residential Energy Solutions Program | HVAC & Solar | Furnace Fan (Retrofit or New to ECM) | 1 Unit | No | No | PA TRM | 196.1068 | 5 | 150
Residential Energy Solutions Program | HVAC & Solar | Smart Thermostat - HVAC | 1 Unit controlling 2.5 Ton CAC / ASHP | No | No | ENERGY STAR or PA TRM | 103.532 | 9 | 100
Residential Energy Solutions Program | HVAC & Solar | AC or HP Maintenance | 1 - Unit | No | No | PA TRM | 141.3984 | 3 | 150
Residential Energy Solutions Program | HVAC & Solar | HE Bathroom Fans | 1-20 CFM unit | No | No | ENERGY STAR or PA TRM | 52.416 | 15 | 25
Residential Energy Solutions Program | HVAC & Solar | Window Heat Pump | 1 - Unit | No | Yes | PA TRM | 1227.7387 | 9 | 500
Residential Energy Solutions Program | HVAC & Solar | REH to Heat Pump | 1- 2.75 ton unit | No | Yes | ENERGY STAR or PA TRM | 2087.9431 | 15 | 3000
Residential Energy Solutions Program | HVAC & Solar | REH to DMS Heat Pump | 1- 1.5 ton unit | No | Yes | ENERGY STAR or PA TRM | 3552.7165 | 15 | 3000
Residential Energy Solutions Program | HVAC & Solar | REH to PTHP | 1-1.25 Ton Unit | No | Yes | ENERGY STAR or PA TRM | 2609.9288 | 15 | 1000
Residential Energy Solutions Program | HVAC & Solar | Solar | 1 kW DC Installed Capacity | No | No | PA TRM | 1910.6327 | 15 | 500
Residential Energy Solutions Program | Comprehensive Audits | Comprehensive Audit | 1 - Audit w DI & Wgtd Retrofits | No | Yes | In-Home Audit w/ direct install measures. Also provides incentive for program measures meeting program, PA TRM or evaluation requirements. | 2929.1671 | 4.8532 | Audit - Up to $750 for the cost of the audit with direct install measures, plus up to $2,500 for audit recommended measures and additional incentives
Residential Energy Solutions Program | Comprehensive Audits | Comp Audit - Solar | 1 kW DC Installed Capacity | No | Yes | PA TRM | 1910.6327 | 15 | 500
Residential Energy Solutions Program | Comprehensive Audits | Comp Audit - Heat Pump - Eff | 1- 2.75 ton unit | No | Yes | ENERGY STAR or PA TRM | 730.7875 | 15 | 2000
Residential Energy Solutions Program | Comprehensive Audits | Comp Audit - CAC - Eff | 1-2.75 Ton Unit | No | Yes | ENERGY STAR or PA TRM | 730.7875 | 15 | 1000
Residential Energy Solutions Program | Comprehensive Audits | Comp Audit - HPWH | 1-50 gal unit | No | Yes | ENERGY STAR or PA TRM | 1915 | 10 | 1000
Residential Energy Solutions Program | Multi Family - Res | MF - Tenant - DI - Res | 1 Tenant Space | No | Yes | Audit w/ direct install measures. Also provides incentive for/or direct installation of program measures including measures meeting program, PA TRM or evaluation requirements. Eligible to multifamily buildings including both common areas and tenant spaces. | 175 | 13.1938 | Up to $250 for the cost of an audit with direct install measures
Residential Energy Solutions Program | Multi Family - Res | MF - Common - DI - Res | 1 Common Space | No | Yes | Audit w/ direct install measures. Also provides incentive for/or direct installation of program measures including measures meeting program, PA TRM or evaluation requirements. Eligible to multifamily buildings including both common areas and tenant spaces. | 21518.4 | 14 | Up to 80% of the project cost
Residential Energy Solutions Program | Multi Family - Res | MF - Tenant - Prescriptive - Res | 1-50 gal unit | No | Yes | Removal with recycle of inefficient appliances and/or the purchase and installation of ENERGY STAR rated appliances or equipment | 1915 | 10 | Same value as incentives offered through the Residential Programs.
Residential Energy Solutions Program | Multi Family - Res | MF - Common - Prescriptive - Res | 1 Unit | No | No | Removal with recycle of inefficient appliances and/or the purchase and installation of ENERGY STAR rated appliances or equipment | 35.724 | 14 | Same value as incentives offered through the Commercial & Industrial Programs.
Residential Energy Solutions Program | Multi Family - Res | MF - Tenant - Custom - Res | 1 Project | No | N/A | Installation of Custom energy efficiency measures including but not limited to: lighting, HVAC, appliances, etc. | 46284.9182 | 15 | Same value as incentives offered through the Commercial & Industrial Programs.
Residential Energy Solutions Program | Multi Family - Res | MF - Common - Custom - Res | 1 Project | No | N/A | Retrofit of existing building shell, electrical & electric mechanical retrofits to greater efficiency components and processes, including but not limited to wall and ceiling insulation, windows, reduction of conditioned CF w/ SF of floor space remaining the same, reduction in window size w/ improved R value, installation of building energy management systems. | 46284.9182 | 15 | Same value as incentives offered through the Commercial & Industrial Programs.
Residential Energy Solutions Program | Behavioral | Behavioral Ph5 Yr 1 | Per HH | No | No | Residential customer meeting program requirements | 0 | 1 | NA
Residential Energy Solutions Program | Behavioral | Behavioral Ph5 Yr 2 | Per HH | No | No | Residential customer meeting program requirements | 0 | 1.6 | NA
Residential Energy Solutions Program | Behavioral | Behavioral Ph5 Yr 3 | Per HH | No | No | Residential customer meeting program requirements | 0 | 1 | NA
Residential Energy Solutions Program | Behavioral | Behavioral Ph5 Yr 4 | Per HH | No | No | Residential customer meeting program requirements | 0 | 1.6 | NA
Residential Energy Solutions Program | Behavioral | Behavioral Ph5 Yr 5 | Per HH | No | No | Residential customer meeting program requirements | 0 | 1 | NA
Residential Energy Solutions Program | Behavioral | On-Line Audit | Per HH | No | No | Online Audit process including recommendations and education emphasizing key points, general conservation tips and information on tools and resources supporting implementation of measures and efficiency behaviors that reduces consumption of energy and demand. | 0 | 1 | NA
Residential Energy Solutions Program | New Homes | NC -Townhouse and duplex units | NC Townhouse and Duplex | No | Yes | Residential townhome or duplex to be constructed meeting Energy Star certification or built at a higher efficiency level than the current adopted building cord, or PA TRM. Incremental incentives may be available for the purchase and installation of additional measures. | 2802.9738 | 14 | 2000
Residential Energy Solutions Program | New Homes | NC - Two-on-Two condominium units | NC Two on Two Cond Units | No | Yes | Residential 2 on 2 condominium to be constructed meeting Energy Star certification or built at a higher efficiency level than the current adopted building cord, or PA TRM. Incremental incentives may be available for the purchase and installation of additional measures. | 2802.9738 | 14 | 1500
Residential Energy Solutions Program | New Homes | NC - Single-family detached units | NC Single Family Detached | No | Yes | Residential single family detached home to be constructed meeting Energy Star certification or built at a higher efficiency level than the current adopted building cord, or PA TRM. Incremental incentives may be available for the purchase and installation of additional measures. | 2802.9738 | 14 | 3000
Residential Energy Solutions Program | New Homes | NC - Multi Family Low Rise | NC MultiFamily Low Rise | No | Yes | Multi Family Low Rise homes to be constructed meeting Energy Star certification, or built at a higher efficiency level than the current adopted building cord, or PA TRM.. Incremental incentives may be available for the purchase and installation of additional measures. | 2802.9738 | 14 | 1500
Residential Energy Solutions Program | New Homes | NC - Manufactured Housing | NC Mfg Housing | No | Yes | Purchase and installation of a Residential manufactured home compliant to and certified by EPA’s ENERGY STAR Manufactured Home’ program standard. | 2802.9738 | 14 | 3000
Residential Energy Solutions Program | New Homes | NC - Multi Family High Rise | NC MultiFamily Low Rise | No | Yes | PA TRM. Incremental incentives may be available for the purchase and installation of additional measures. | 2802.9738 | 14 | 3000
Residential Energy Solutions Program | DLS & DR - Res | Behavioral DLS & DR | Vendor | No | No | Active residential customers with AMI, sufficient usage and usage history, and meets participation or other program requirements. | 0 | 1 | 25
Residential Energy Solutions Program | DLS & DR - Res | Managed Charging | Vendor | No | No | Managed charging device (e.g., electric vehicle/charger) meeting program technical, connectivity, control, functionality and participation or other program requirements. | 0 | 1 | $100/enrollment + $200/annual participation
Residential Energy Solutions Program | DLS & DR - Res | Storage | Vendor | No | No | Energy storage device (e.g., battery) meeting program technical, connectivity, control, functionality and participation or other program requirements. | 0 | 1 | $1000/enrollment + $275/kW-year performance
Residential Energy Solutions Program | DLS & DR - Res | Thermostat DR | Vendor | No | No | Smart thermostats installed on electric cooling and/or heating systems meeting program technical, connectivity, control, functionality and participation or other program requirements. | 0 | 1 | $100/enrollment + $50/annual participation
Residential Energy Solutions Program | DLS & DR - Res | Thermostat DLS-Summer | Vendor | No | No | Smart thermostats installed on electric cooling systems meeting program technical, connectivity, control, functionality and participation or other program requirements. | 0 | 1 | 25
Residential Energy Solutions Program | DLS & DR - Res | Thermostat DLS-Winter | Vendor | No | No | Smart thermostats installed on electric heating systems meeting program technical, connectivity, control, functionality and participation or other program requirements. | 0 | 1 | 25
Residential Energy Solutions Program | FTM-Res | Front of Meter Measures - Res | - | No | No | Purchase, installation, and implementaiton of equipment to improve the operation and efficiency of the Company's energy delivery system. | 0 | - | 0
Low Income Energy Efficiency Program | Weatherization | Customer Engagement - LI | 1 Tenant Space | Yes | Yes | In-Home Audit w/ direct install measures or a welcome kit. Eligible to single family home customers. | 172.5 | 13.1938 | NA
Low Income Energy Efficiency Program | Weatherization | LIURP Lookback - LI | 1-1.25 Ton Unit | Yes | Yes | Direct installation of heat pumps for water and space heating with in 5 years of being weatherized by LIURP | 3600 | 15 | NA
Low Income Energy Efficiency Program | Weatherization | WARM Plus | Per HH | Yes | Yes | WARM Plus - Weatherization services provided to customers that qualify at or below 150% of the Federal Poverty Income Guidelines in coordination with the Low Income Usage Reduction program | 1275 | 13.4477 | NA
Low Income Energy Efficiency Program | Weatherization | WARM Extra Measures | Per HH | Yes | Yes | WARM - Extra Measures - additional energy efficiency measures provided in coordination with the Low Income Usage Reduction program--measures above and beyond what that program provides. For customers who qualify at or below 150% of the Federal Poverty Income Guidelines | 1032.5 | 12.5 | NA
Low Income Energy Efficiency Program | LI - Products | Freezer Recycling - LI | 1 Unit | Yes | No | An existing working unit generally older than 10 years. | 60 | 5 | 125
Low Income Energy Efficiency Program | LI - Products | Refrigerator Recycling - LI | 1 Unit | Yes | No | An existing working unit generally older than 10 years. | 60 | 6 | 125
Low Income Energy Efficiency Program | LI - Products | Room Air Conditioner Recycling - LI | 1 Unit | Yes | No | An existing working unit generally older than 10 years. | 30 | 3 | 75
Low Income Energy Efficiency Program | LI - Products | Dehumidifier Recycling - LI | 1 Unit | Yes | No | An existing working unit generally older than 10 years. | 30 | 4 | 75
Low Income Energy Efficiency Program | LI - Products | LV Refrigerator Recycling - LI | 1 Unit | Yes | No | An existing working unit generally older than 10 years. | 30 | 5 | 75
Low Income Energy Efficiency Program | LI - Products | Cooler Recycling - LI | 1 Unit | Yes | No | PA TRM | 30 | 5 | 75
Low Income Energy Efficiency Program | LI - Products | Clothes Washer - LI | 1 Unit | 0 | 0 | ENERGY STAR or PA TRM | 35.724 | 14 | 100
Low Income Energy Efficiency Program | LI - Products | Refrigerator - PY18 to PY20 - LI | 1 Unit | 0 | 0 | ENERGY STAR or PA TRM | 0 | 14 | 100
Low Income Energy Efficiency Program | LI - Products | Refrigerator - PY21 & PY22 - LI | 1 Unit | 0 | 0 | ENERGY STAR or PA TRM | 0 | 14 | 100
Low Income Energy Efficiency Program | LI - Products | Freezer - PY18 to PY20 - LI | 1 Unit | 0 | 0 | ENERGY STAR or PA TRM | 0 | 11 | 75
Low Income Energy Efficiency Program | LI - Products | Freezer - PY21 & PY22 - LI | 1 Unit | 0 | 0 | ENERGY STAR or PA TRM | 0 | 11 | 75
Low Income Energy Efficiency Program | LI - Products | Clothes Dryer - PY18 & PY19 - LI | 1 Unit | 0 | 0 | ENERGY STAR or PA TRM | 206.3396 | 14 | 100
Low Income Energy Efficiency Program | LI - Products | Clothes Dryer - PY20 to PY22 - LI | 1 Unit | 0 | 0 | ENERGY STAR or PA TRM | 206.3396 | 14 | 100
Low Income Energy Efficiency Program | LI - Products | Air Purifier / Cleaner - LI | 1 Unit | 0 | 0 | PA TRM | 39 | 9 | 40
Low Income Energy Efficiency Program | LI - Products | Room Air Conditioner - LI | 1 Unit | 0 | 0 | PA TRM | 95.0768 | 9 | 50
Low Income Energy Efficiency Program | LI - Products | Dehumidifier - LI | 1 Unit | 0 | 0 | ENERGY STAR or PA TRM | 0 | 12 | 50
Low Income Energy Efficiency Program | LI - Products | Dishwasher - LI | 1 Unit | 0 | 0 | ENERGY STAR or PA TRM | 79.4456 | 10 | 75
Low Income Energy Efficiency Program | LI - Products | Clothes Washer/Dryer Combo - LI | 1 Unit | 0 | 0 | ENERGY STAR | 242.0636 | 14 | 200
Low Income Energy Efficiency Program | LI - Products | LED Linear - LI | Per 4' Unit | 0 | 0 | ENERGY STAR, Design Lights Consortium (DLC) listed or PA TRM | 14.25 | 15 | 20
Low Income Energy Efficiency Program | LI - Products | LED Nightlights (Mrktplace) - LI | 1 Unit | Yes | No | PA TRM | 2.6 | 8 | 5
Low Income Energy Efficiency Program | LI - Products | Holiday Lights (Mrktplace) - LI | 100 Light String | Yes | No | PA TRM | 0.6682 | 10 | 5
Low Income Energy Efficiency Program | LI - Products | Smart Strip Plug Outlet - LI | 1 Unit | Yes | No | PA TRM | 40.9136 | 5 | 25
Low Income Energy Efficiency Program | LI - Products | Residential Occupancy Sensor - LI | 1 Unit | Yes | No | PA TRM | 24.5128 | 8 | 30
Low Income Energy Efficiency Program | LI - Products | LED Linear (Mrktplace) - LI | Per 4' Unit | Yes | No | ENERGY STAR, Design Lights Consortium (DLC) listed or PA TRM | 14.25 | 15 | 20
Low Income Energy Efficiency Program | LI - HVAC | Heat Pump - HEAR | 1- 2.75 ton unit | Yes | Yes | ENERGY STAR or PA TRM or IRA - HEAR program requirements | 1148.3687 | 15 | 2000
Low Income Energy Efficiency Program | LI - HVAC | Heat Pump Water Heater - PY18 to PY20 - HEAR | 1-50 gal unit | Yes | Yes | ENERGY STAR or PA TRM or IRA - HEAR program requirements | 1684.76 | 10 | 1000
Low Income Energy Efficiency Program | LI - HVAC | Heat Pump Water Heater - PY21 & PY22 - HEAR | 1-50 gal unit | Yes | Yes | ENERGY STAR or PA TRM or IRA - HEAR program requirements | 1684.761 | 10 | 1000
Low Income Energy Efficiency Program | LI - Audits | Audit / Technical Scoping Studies | - | Yes | No | Audit meeting IRA - HER program requirements | 0 | - | Multifamily buildings up to 80% audit cost if the project is likely to result in claimable significant electric savings. Other dwelling types up to $1,500.
Low Income Energy Efficiency Program | LI - Behavioral | Behavioral Ph5 Yr 1 - LI | Per HH | Yes | No | Residential customer meeting program requirements | 0 | 1 | NA
Low Income Energy Efficiency Program | LI - Behavioral | Behavioral Ph5 Yr 2 - LI | Per HH | Yes | No | Residential customer meeting program requirements | 0 | 1 | NA
Low Income Energy Efficiency Program | LI - Behavioral | Behavioral Ph5 Yr 3 - LI | Per HH | Yes | No | #N/A | 0 | 1 | NA
Low Income Energy Efficiency Program | LI - Behavioral | Behavioral Ph5 Yr 4 - LI | Per HH | Yes | No | Residential customer meeting program requirements | 0 | 1 | NA
Low Income Energy Efficiency Program | LI - Behavioral | Behavioral Ph5 Yr 5 - LI | Per HH | Yes | No | Residential customer meeting program requirements | 0 | 1 | NA
Low Income Energy Efficiency Program | LI - Behavioral | On-Line Audit - LI | Per HH | Yes | No | Online Audit process including recommendations and education emphasizing key points, general conservation tips and information on tools and resources supporting implementation of measures and efficiency behaviors that reduces consumption of energy and demand. | 0 | 1 | NA
Low Income Energy Efficiency Program | LI - New Homes | NC -Townhouse and duplex units - LI | NC Townhouse and Duplex | Yes | Yes | Residential townhome or duplex to be constructed meeting Energy Star certification or built at a higher efficiency level than the current adopted building cord, or PA TRM. Incremental incentives may be available for the purchase and installation of additional measures. | 2802.9738 | 14 | 2000
Low Income Energy Efficiency Program | LI - New Homes | NC - Two-on-Two condominium units - LI | NC Two on Two Cond Units | Yes | Yes | Residential 2 on 2 condominium to be constructed meeting Energy Star certification or built at a higher efficiency level than the current adopted building cord, or PA TRM. Incremental incentives may be available for the purchase and installation of additional measures. | 2802.9738 | 14 | 1500
Low Income Energy Efficiency Program | LI - New Homes | NC - Single-family detached units - LI | NC Single Family Detached | Yes | Yes | Residential single family detached home to be constructed meeting Energy Star certification or built at a higher efficiency level than the current adopted building cord, or PA TRM. Incremental incentives may be available for the purchase and installation of additional measures. | 2802.9738 | 14 | 3000
Low Income Energy Efficiency Program | LI - New Homes | NC - Multi Family Low Rise - LI | NC MultiFamily Low Rise | Yes | Yes | Multi Family Low Rise homes to be constructed meeting Energy Star certification, or built at a higher efficiency level than the current adopted building cord, or PA TRM.. Incremental incentives may be available for the purchase and installation of additional measures. | 2802.9738 | 14 | 1500
Low Income Energy Efficiency Program | LI - New Homes | NC - Manufactured Housing - LI | NC Mfg Housing | Yes | Yes | Purchase and installation of a Residential manufactured home compliant to and certified by EPA’s ENERGY STAR Manufactured Home’ program standard. | 2802.9738 | 14 | 3000
Low Income Energy Efficiency Program | LI - New Homes | NC - Multi Family High Rise - LI | NC MultiFamily Low Rise | Yes | Yes | PA TRM. Incremental incentives may be available for the purchase and installation of additional measures. | 2802.9738 | 14 | 3000
Low Income Energy Efficiency Program | LI - Multifamily - Res | MF - Tenant - DI - Res - LI | 1 Tenant Space | Yes | Yes | Audit w/ direct install measures. Also provides incentive for/or direct installation of program measures including measures meeting program, PA TRM or evaluation requirements. Eligible to multifamily buildings including both common areas and tenant spaces. Threshold - If at least 50% of the occupants of a multifamily building have household income at or below 150% FPL, the entire building will qualify for enhanced incentives. | 175 | 13.1938 | Up to 100% of cost to low-income customer
Low Income Energy Efficiency Program | LI - Multifamily - Res | MF - Common - DI - Res - LI | 1 Common Space | Yes | Yes | Audit w/ direct install measures. Also provides incentive for/or direct installation of program measures including measures meeting program, PA TRM or evaluation requirements. Eligible to multifamily buildings including both common areas and tenant spaces. Threshold - If at least 50% of the occupants of a multifamily building have household income at or below 150% FPL, the entire building will qualify for enhanced incentives. | 21518.4 | 14 | Up to 80% of the project cost
Low Income Energy Efficiency Program | LI - Multifamily - Res | MF - Tenant - Prescriptive - Res - LI | 1-50 gal unit | Yes | Yes | Removal with recycle of inefficient appliances and/or the purchase and installation of ENERGY STAR rated appliances or equipment Threshold - If at least 50% of the occupants of a multifamily building have household income at or below 150% FPL, the entire building will qualify for enhanced incentives. | 1915 | 10 | Up to 100% of cost to low-income customer
Low Income Energy Efficiency Program | LI - Multifamily - Res | MF - Common - Prescriptive - Res - LI | 1 Unit | Yes | No | Removal with recycle of inefficient appliances and/or the purchase and installation of ENERGY STAR rated appliances or equipment Threshold - If at least 50% of the occupants of a multifamily building have household income at or below 150% FPL, the entire building will qualify for enhanced incentives. | 35.724 | 14 | Up to 80% of the project cost
Low Income Energy Efficiency Program | LI - Multifamily - Res | MF - Tenant - Custom - Res - LI | 1 Project | Yes | N/A | Installation of Custom energy efficiency measures including but not limited to: lighting, HVAC, appliances, etc. Threshold - If at least 50% of the occupants of a multifamily building have household income at or below 150% FPL, the entire building will qualify for enhanced incentives. | 46284.9182 | 15 | Up to 100% of the project cost
Low Income Energy Efficiency Program | LI - Multifamily - Res | MF - Common - Custom - Res - LI | 1 Project | Yes | N/A | Retrofit of existing building shell, electrical & electric mechanical retrofits to greater efficiency components and processes, including but not limited to wall and ceiling insulation, windows, reduction of conditioned CF w/ SF of floor space remaining the same, reduction in window size w/ improved R value, installation of building energy management systems. Threshold - If at least 50% of the occupants of a multifamily building have household income at or below 150% FPL, the entire building will qualify for enhanced incentives. | 46284.9182 | 15 | Up to 80% of the project cost
C&I Energy Solutions Program - Small | Multi Family - SCI | MF - Tenant - DI - SCI - LI | 1 Tenant Space | Yes | Yes | Audit w/ direct install measures. Also provides incentive for/or direct installation of program measures including measures meeting program, PA TRM or evaluation requirements. Eligible to multifamily buildings including both common areas and tenant spaces. Threshold - If at least 50% of the occupants of a multifamily building have household income at or below 150% FPL, the entire building will qualify for enhanced incentives. | 175 | 13.1938 | Up to 100% of cost to low-income customer
C&I Energy Solutions Program - Small | Multi Family - SCI | MF - Common - DI - SCI - LI | 1 Common Space | Yes | Yes | Audit w/ direct install measures. Also provides incentive for/or direct installation of program measures including measures meeting program, PA TRM or evaluation requirements. Eligible to multifamily buildings including both common areas and tenant spaces. Threshold - If at least 50% of the occupants of a multifamily building have household income at or below 150% FPL, the entire building will qualify for enhanced incentives. | 21518.4 | 14 | Up to 80% of the project cost
C&I Energy Solutions Program - Small | Multi Family - SCI | MF - Tenant - Prescriptive - SCI - LI | 1-50 gal unit | Yes | Yes | Removal with recycle of inefficient appliances and/or the purchase and installation of ENERGY STAR rated appliances or equipment Threshold - If at least 50% of the occupants of a multifamily building have household income at or below 150% FPL, the entire building will qualify for enhanced incentives. | 1915 | 10 | Up to 100% of cost to low-income customer
C&I Energy Solutions Program - Small | Multi Family - SCI | MF - Common - Prescriptive - SCI - LI | 1 Unit | Yes | No | Removal with recycle of inefficient appliances and/or the purchase and installation of ENERGY STAR rated appliances or equipment Threshold - If at least 50% of the occupants of a multifamily building have household income at or below 150% FPL, the entire building will qualify for enhanced incentives. | 35.724 | 14 | Up to 80% of the project cost
C&I Energy Solutions Program - Small | Multi Family - SCI | MF - Tenant - Custom - SCI - LI | 1 Project | Yes | N/A | Installation of Custom energy efficiency measures including but not limited to: lighting, HVAC, appliances, etc. Threshold - If at least 50% of the occupants of a multifamily building have household income at or below 150% FPL, the entire building will qualify for enhanced incentives. | 46284.9182 | 15 | Up to 100% of the project cost
C&I Energy Solutions Program - Small | Multi Family - SCI | MF - Common - Custom - SCI - LI | 1 Project | Yes | N/A | Retrofit of existing building shell, electrical & electric mechanical retrofits to greater efficiency components and processes, including but not limited to wall and ceiling insulation, windows, reduction of conditioned CF w/ SF of floor space remaining the same, reduction in window size w/ improved R value, installation of building energy management systems. Threshold - If at least 50% of the occupants of a multifamily building have household income at or below 150% FPL, the entire building will qualify for enhanced incentives. | 46284.9182 | 15 | Up to 80% of the project cost
C&I Energy Solutions Program - Small | Multi Family - SCI | MF - Tenant - DI - SCI | 1 Tenant Space | No | Yes | Audit w/ direct install measures. Also provides incentive for/or direct installation of program measures including measures meeting program, PA TRM or evaluation requirements. Eligible to multifamily buildings including both common areas and tenant spaces. | 175 | 13.1938 | Up to $250 for the cost of an audit with direct install measures
C&I Energy Solutions Program - Small | Multi Family - SCI | MF - Common - DI - SCI | 1 Common Space | No | Yes | Audit w/ direct install measures. Also provides incentive for/or direct installation of program measures including measures meeting program, PA TRM or evaluation requirements. Eligible to multifamily buildings including both common areas and tenant spaces. | 21518.4 | 14 | Up to 80% of the project cost
C&I Energy Solutions Program - Small | Multi Family - SCI | MF - Tenant - Prescriptive - SCI | 1-50 gal unit | No | Yes | Removal with recycle of inefficient appliances and/or the purchase and installation of ENERGY STAR rated appliances or equipment | 1915 | 10 | Same value as incentives offered through the Residential Programs.
C&I Energy Solutions Program - Small | Multi Family - SCI | MF - Common - Prescriptive - SCI | 1 Unit | No | No | Removal with recycle of inefficient appliances and/or the purchase and installation of ENERGY STAR rated appliances or equipment | 35.724 | 14 | Same value as incentives offered through the Commercial & Industrial Programs.
C&I Energy Solutions Program - Small | Multi Family - SCI | MF - Tenant - Custom - SCI | 1 Project | No | N/A | Installation of Custom energy efficiency measures including but not limited to: lighting, HVAC, appliances, etc. | 46284.9182 | 15 | Same value as incentives offered through the Commercial & Industrial Programs.
C&I Energy Solutions Program - Small | Multi Family - SCI | MF - Common - Custom - SCI | 1 Project | No | N/A | Retrofit of existing building shell, electrical & electric mechanical retrofits to greater efficiency components and processes, including but not limited to wall and ceiling insulation, windows, reduction of conditioned CF w/ SF of floor space remaining the same, reduction in window size w/ improved R value, installation of building energy management systems. | 46284.9182 | 15 | Same value as incentives offered through the Commercial & Industrial Programs.
C&I Energy Solutions Program - Small | Prescriptive - SCI | Air Conditioning - Level 1 <=5.4 Tn - SCI | 1-5 ton unit | No | N/A | ENERGY STAR or PA TRM | 2087.9431 | 15 | 300/Ton
C&I Energy Solutions Program - Small | Prescriptive - SCI | Air Conditioning - Level 1 >5.4 < 20 Tn - SCI | 1- 11 ton unit | No | N/A | ENERGY STAR or PA TRM | 1859.8467 | 15 | 300/Ton
C&I Energy Solutions Program - Small | Prescriptive - SCI | Air Conditioning - Level 1 >=20 Tn - SCI | 1- 20 ton unit | No | N/A | ENERGY STAR or PA TRM | 709.4139 | 15 | 300/Ton
C&I Energy Solutions Program - Small | Prescriptive - SCI | Heat Pump - Level 1 <=5.4 Tn - SCI | 1 - 5 ton unit | No | N/A | ENERGY STAR or PA TRM | 555.7075 | 15 | 500/Ton
C&I Energy Solutions Program - Small | Prescriptive - SCI | Heat Pump - Water & GeoT - SCI | 1-5 ton unit | No | N/A | ENERGY STAR or PA TRM | 31108 | 15 | 500/Ton
C&I Energy Solutions Program - Small | Prescriptive - SCI | Ductless Mini-Split HP – SCI | 1-1.5 ton unit | No | N/A | ENERGY STAR or PA TRM | 710.5433 | 15 | 500/Ton
C&I Energy Solutions Program - Small | Prescriptive - SCI | PTAC - SCI | 1 - 1 ton unit | No | N/A | ENERGY STAR or PA TRM | 168.7888 | 15 | 500
C&I Energy Solutions Program - Small | Prescriptive - SCI | PTHP - SCI | 1 - 1 ton unit | No | N/A | ENERGY STAR or PA TRM | 139.9207 | 15 | 750
C&I Energy Solutions Program - Small | Prescriptive - SCI | Room Air Conditioner- SCI | 1-1 ton unit | No | N/A | PA TRM | 95.0768 | 9 | 100
C&I Energy Solutions Program - Small | Prescriptive - SCI | Smart Thermostat - SCI | 1-5 Ton Unit | No | N/A | ENERGY STAR or PA TRM | 75.972 | 11 | 75
C&I Energy Solutions Program - Small | Prescriptive - SCI | HVAC - Custom - SCI | 1 Project | No | N/A | Purchase and installation of new high-efficiency HVAC equipment in place of standard efficiency equipment. Also includes new or retrofit of HVAC controls/controllers (e.g thermostats, demand control ventilation, etc.) that optimizes ventilation and economization control schemes of a building's HVAC system based on occupancy or sensor level inputs. | 40520.0188 | 15 | $0.20 per kWh and/or $550 per kW saved
C&I Energy Solutions Program - Small | Prescriptive - SCI | Circulating Pump (Mid Strm) - SCI | 1-unit | No | N/A | Purchase and installation of a new ECM or BPM circulator pump, r/p single speed motor for space and hot water heating in commercial applications. | 66.3085 | 15 | 100
C&I Energy Solutions Program - Small | Prescriptive - SCI | HVAC - Maintenance - SCI | 1-5 Ton Unit | No | N/A | PA TRM or evaluation guidelines | 437.788 | 3 | 300
C&I Energy Solutions Program - Small | Prescriptive - SCI | Furnace Fan (Retrofit or New to ECM) - SCI | 1 Unit | No | N/A | PA TRM | 395.48 | 5 | 150
C&I Energy Solutions Program - Small | Prescriptive - SCI | Lighting Control (Daylight & Occupancy) - SCI | 1 unit controller | No | N/A | Non-networked lighting controls including, but not limited to: daylight On/Off, dimming, occupancy sensors (wall plate, remote & fixture mounted), time clocks and switching controls. | 52.6667 | 8 | $0.60 Per Watt Controlled
C&I Energy Solutions Program - Small | Prescriptive - SCI | Lighting Control (Network) - SCI | Per sq-ft of building lighting controlled | No | N/A | New installation of a networked lighting control system by applying, but not limited to: occupancy sensors, photo sensors, and dimming controls where the system must dim or turn off individual fixtures based on local occupancy and/or light levels. The control system must include luminaire-level lighting control (LLLC) that can switch lights on and off based on occupancy and is capable of full-range dimming based on local light levels. | 0.67772 | 8 | $0.60 Per Watt Controlled
C&I Energy Solutions Program - Small | Prescriptive - SCI | LED Linear - SCI | 1- 4 lamp trougher | No | N/A | ENERGY STAR, Design Lights Consortium (DLC) listed or PA TRM | 206.5766 | 14 | $0.20 per kWh and/or $550 per kW saved
C&I Energy Solutions Program - Small | Prescriptive - SCI | Exit Sign - SCI | 1 Unit | No | N/A | ENERGY STAR, Design Lights Consortium (DLC) listed or PA TRM | 68.6665 | 15 | 25
C&I Energy Solutions Program - Small | Prescriptive - SCI | LED Fixture External - SCI | 1 Unit | No | N/A | ENERGY STAR, Design Lights Consortium (DLC) listed or PA TRM | 412.436 | 14 | $0.20 per kWh and/or $550 per kW saved
C&I Energy Solutions Program - Small | Prescriptive - SCI | LED Fixture Internal - SCI | 1 Unit | No | N/A | ENERGY STAR, Design Lights Consortium (DLC) listed or PA TRM | 466.232 | 14 | $0.20 per kWh and/or $550 per kW saved
C&I Energy Solutions Program - Small | Prescriptive - SCI | LED Lamp Mogul Base - SCI | 1 Unit | No | N/A | ENERGY STAR, Design Lights Consortium (DLC) listed or PA TRM | 430.368 | 14 | $0.20 per kWh and/or $550 per kW saved
C&I Energy Solutions Program - Small | Prescriptive - SCI | Street & Area Lighting (Customer Owned) - SCI | 1 Unit | No | N/A | ENERGY STAR, Design Lights Consortium (DLC) listed or PA TRM | 197.252 | 14 | $0.20 per kWh and/or $550 per kW saved
C&I Energy Solutions Program - Small | Prescriptive - SCI | LED Reach in Refrig / Frzer Light - SCI | 1 Door | No | N/A | ENERGY STAR, Design Lights Consortium (DLC) listed or PA TRM | 58.682 | 8 | $0.20 per kWh and/or $550 per kW saved
C&I Energy Solutions Program - Small | Prescriptive - SCI | Reach in Refrig / Frzer Occupancy Sensor - SCI | 1 Unit | No | N/A | PA TRM | 52.6667 | 8 | $0.20 per kWh and/or $550 per kW saved
C&I Energy Solutions Program - Small | Prescriptive - SCI | Lighting - Other - SCI | 1 Project | No | N/A | ENERGY STAR, Design Lights Consortium (DLC) listed or PA TRM | 39799.7154 | 14 | $0.20 per kWh and/or $550 per kW saved
C&I Energy Solutions Program - Small | Prescriptive - SCI | Lighting - Custom - SCI | 1 Project | No | N/A | Installation of lighting equipment to a higher efficiency than existing or designed meeting program requirements. Requires pre-approval by the program. | 198998.5768 | 14 | $0.20 per kWh and/or $550 per kW saved
C&I Energy Solutions Program - Small | Prescriptive - SCI | Linear Lamp - MS - SCI | 1- Unit | No | N/A | Midstream delivery of maintenance replacement lamps and fixtures. Must meet ENERGY STAR or DLC, as applicable, or PA TRM. | 30.528 | 14 | $0.20 per kWh and/or $550 per kW saved
C&I Energy Solutions Program - Small | Prescriptive - SCI | High/Low Bay Lamp - MS - SCI | 1- Unit | No | N/A | Midstream delivery of maintenance replacement lamps and fixtures. Must meet ENERGY STAR or DLC, as applicable, or PA TRM. | 243.8 | 14 | $0.20 per kWh and/or $550 per kW saved
C&I Energy Solutions Program - Small | Prescriptive - SCI | LED Fixture - MS - SCI | 1- Unit | No | N/A | Midstream delivery of maintenance replacement lamps and fixtures. Must meet ENERGY STAR or DLC, as applicable, or PA TRM. | 122.112 | 14 | $0.20 per kWh and/or $550 per kW saved
C&I Energy Solutions Program - Small | Prescriptive - SCI | Lighting Controls - MS-SCI | 1- Unit | No | N/A | Midstream delivery of maintenance replacement lamp and controls. Must meet ENERGY STAR or DLC, as applicable, or PA TRM. | 52.6667 | 8 | $0.20 per kWh and/or $550 per kW saved
C&I Energy Solutions Program - Small | Prescriptive - SCI | Ref/Frzr -Reach In Special Doors (low/No Anti Swt)- SCI | 1- Unit | No | N/A | Purchase and installation of a no-heat/low-heat clear glass door with heat reflective treated glass, gas filled, or both installed on an upright display case, or PA TRM. | 504.0167 | 12 | 50
C&I Energy Solutions Program - Small | Prescriptive - SCI | ECM Evap Fan Motor - SCI | 1 Unit | No | N/A | Purchase and installation of a ECM motor to replace a permanent split capacitor or shaded pole motor in a commercial refrigeration unit. | 353.4549 | 15 | 150
C&I Energy Solutions Program - Small | Prescriptive - SCI | Evap Fan Controls - SCI | 1 Unit | No | N/A | Purchase and installation of ON/OFF controls or multispeed controls for an uncontrolled ECM or permanent split capacitor or shaded pole motor in a commercial refrigeration unit. | 766.6048 | 15 | 200
C&I Energy Solutions Program - Small | Prescriptive - SCI | Refrigerator - Reach In - SCI | 1-100CF Unit | No | N/A | Purchase and installation of a new high efficiency packaged commercial refrigerator meeting ENERGY STAR, PA TRM, or program requirements. | 682.9368 | 12 | 200
C&I Energy Solutions Program - Small | Prescriptive - SCI | Freezer - Reach In - SCI | 1-100CF Unit | No | N/A | Purchase and installation of a new high efficiency packaged commercial freezer meeting ENERGY STAR, PA TRM, or program requirements. | 453.1176 | 12 | 200
C&I Energy Solutions Program - Small | Prescriptive - SCI | Refrigerated Case Cover - SCI | Per LF of Case | No | N/A | Purchase and installation of night covers on existing open type refrigerated display cases, or PA TRM. | 79.3136 | 9 | 22
C&I Energy Solutions Program - Small | Prescriptive - SCI | Anti Sweat Heater Controls - SCI | 1-unit | No | N/A | Installation of door heater controls on commercial glass door refrigerators, coolers or freezers utilizing either ON/OFF or micro pulse controls in place of no controls. | 1119.2689 | 12 | 75
C&I Energy Solutions Program - Small | Prescriptive - SCI | Strip Curtain - SCI | Per SF | No | N/A | Purchase and installation of strip curtains applied to walk in cooler or freezer doors; curtains must be at least 0.06" thick. Low temp strip curtains must be used on low temp applications, or PA TRM. | 10.0152 | 4 | 7
C&I Energy Solutions Program - Small | Prescriptive - SCI | Ice Machine - SCI | 1-Unit | No | N/A | ENERGY STAR or PA TRM | 381.472 | 10 | $590 0-500 lbs $980 501-1000 lbs $1100 over 1000 lbs
C&I Energy Solutions Program - Small | Prescriptive - SCI | Beverage Vending Machine - Controls - SCI | 1-unit | No | N/A | ENERGY STAR or PA TRM | 234.2988 | 5 | 125
C&I Energy Solutions Program - Small | Prescriptive - SCI | Steam Cooker - SCI | 1- unit | No | N/A | ENERGY STAR or PA TRM | 2537.6 | 12 | $150/pan
C&I Energy Solutions Program - Small | Prescriptive - SCI | Fryer - SCI | 1-Unit | No | N/A | ENERGY STAR or PA TRM | 1903.2 | 12 | 500
C&I Energy Solutions Program - Small | Prescriptive - SCI | Griddle - SCI | 1-Unit | No | N/A | ENERGY STAR or PA TRM | 1289.2776 | 12 | 500
C&I Energy Solutions Program - Small | Prescriptive - SCI | Hot Food Holding Cabinet - SCI | 1-15 CU. FT. unit | No | N/A | ENERGY STAR or PA TRM | 549.549 | 12 | $500 - full size $375 - 3/4 size $225 - 1/2 size
C&I Energy Solutions Program - Small | Prescriptive - SCI | Combination Oven - SCI | 1-unit | No | N/A | ENERGY STAR or PA TRM | 1898.6932 | 12 | 1500
C&I Energy Solutions Program - Small | Prescriptive - SCI | Convection Oven - SCI | 1-full size unit | No | N/A | ENERGY STAR or PA TRM | 1118.4759 | 12 | 500
C&I Energy Solutions Program - Small | Prescriptive - SCI | Dishwasher - SCI | 1-unit | No | N/A | ENERGY STAR or PA TRM | 1539.8656 | 10 | 500
C&I Energy Solutions Program - Small | Prescriptive - SCI | Induction Cooktop - SCI | 1-Two well unit | No | N/A | ENERGY STAR or PA TRM | 573.7339 | 10 | 25
C&I Energy Solutions Program - Small | Prescriptive - SCI | Pre-Rinse Sprayer - SCI | 1-unit | No | N/A | Purchase and installation of a new sprayer replacing an existing unit that use 1.6 GPM or less, on/off squeeze lever, and cleanability of performance of at least 26 seconds, or PA TRM Electric water heating only. | 112.8988 | 8 | 175
C&I Energy Solutions Program - Small | Prescriptive - SCI | Freezer Recycling - SCI | 1 Unit | No | N/A | An existing working unit generally older than 10 years. | 60 | 5 | 100
C&I Energy Solutions Program - Small | Prescriptive - SCI | Refrigerator Recycling - SCI | 1 Unit | No | N/A | An existing working unit generally older than 10 years. | 60 | 6 | 100
C&I Energy Solutions Program - Small | Prescriptive - SCI | Room Air Conditioner Recycling - SCI | 1 Unit | No | N/A | An existing working unit generally older than 10 years. | 30 | 3 | 50
C&I Energy Solutions Program - Small | Prescriptive - SCI | Dehumidifiers Recycling - SCI | 1 Unit | No | N/A | An existing working unit generally older than 10 years. | 30 | 4 | 50
C&I Energy Solutions Program - Small | Prescriptive - SCI | LV Refrigerator Recycling - SCI | 1 Unit | No | N/A | An existing working unit generally older than 10 years. | 30 | 5 | 50
C&I Energy Solutions Program - Small | Prescriptive - SCI | Cooler Recycling - SCI | 1 Unit | No | N/A | PA TRM | 30 | 5 | 50
C&I Energy Solutions Program - Small | Prescriptive - SCI | EV Charging Cord - Level 2 - SCI | 1 Unit | No | N/A | ENERGY STAR or MA TRM | 143 | 10 | 150
C&I Energy Solutions Program - Small | Prescriptive - SCI | Clothes Washer - SCI | 1 Unit | No | N/A | ENERGY STAR or PA TRM | 35.724 | 14 | 100
C&I Energy Solutions Program - Small | Prescriptive - SCI | Clothes Dryer - SCI | 1 Unit | No | N/A | ENERGY STAR or PA TRM | 206.3396 | 14 | 100
C&I Energy Solutions Program - Small | Prescriptive - SCI | Refrigerator - SCI | 1 Unit | No | N/A | ENERGY STAR or PA TRM | 0 | 14 | 100
C&I Energy Solutions Program - Small | Prescriptive - SCI | Water Heater - Heat Pump - SCI | 1-50 gal unit | No | N/A | ENERGY STAR or PA TRM | 1684.761 | 10 | 1000
C&I Energy Solutions Program - Small | Prescriptive - SCI | Freezer - SCI | 1 Unit | No | N/A | ENERGY STAR or PA TRM | 0 | 11 | 75
C&I Energy Solutions Program - Small | Prescriptive - SCI | Dehumidifier - SCI | 1 Unit | No | N/A | ENERGY STAR or PA TRM | 0 | 12 | 50
C&I Energy Solutions Program - Small | Prescriptive - SCI | Uninterruptible Power Supply (UPS) - SCI | 1 - 5kVA Unit | No | N/A | ENERGY STAR or PA TRM | 46.8 | 7 | 200
C&I Energy Solutions Program - Small | Prescriptive - SCI | Agricultural Process Lighting | 1 Unit | No | N/A | Installation of new or replacement of lighting equipment to a higher efficiency than existing or designed for agriculture grow processes, or PA TRM. Requires pre-approval by the program. | 20.8 | 7 | $0.20 per kWh and/or $550 per kW saved
C&I Energy Solutions Program - Small | Prescriptive - SCI | Auto Milker Takeoff | Per Unit | No | N/A | Installation of a new automatic milker takeoffs to replace pre-existing manual takeoffs on dairy milking vacuum pump systems equipped with a variable speed drive (VSD). | 9025 | 10 | 975
C&I Energy Solutions Program - Small | Prescriptive - SCI | Dairy Scroll Compressor | Per Unit | No | N/A | Installation of a scroll compressor to replace an existing reciprocating compressor or to be installed in a new construction application. | 557.44 | 15 | 650
C&I Energy Solutions Program - Small | Prescriptive - SCI | HE Ventilation Fans | 1 Unit | No | N/A | PA TRM, Installation of high efficiency ventilation fans and/or the installation of a thermostat controlling either new efficient fans or existing. | 226.2 | 13 | 640
C&I Energy Solutions Program - Small | Prescriptive - SCI | Heat Reclaimer | 1 Unit | No | N/A | PA TRM, Installation of a refrigeration heat recovery (RHR) system on dairy farmer milk refrigeration systems. | 5839.9848 | 15 | 975
C&I Energy Solutions Program - Small | Prescriptive - SCI | High Volume Low Speed Fan | 1 Unit | No | N/A | PA TRM, Installation of new or replacement of conventional circulating fans with High Volume Low Speed (HVLS) fans meeting program requirements. | 5607.888 | 15 | 50
C&I Energy Solutions Program - Small | Prescriptive - SCI | Livestock Waterer | 1 Unit | No | N/A | Installation of a energy efficient livestock watering system that is thermostatically controlled and has factory-installed insulation with a minimum thickness of 2 inches. | 552.9784 | 10 | 350
C&I Energy Solutions Program - Small | Prescriptive - SCI | Dairy Vac Pump VSD Control | 1 Unit | No | N/A | Installation of VFD and controls on dairy vacuum pumps, or the purchase of dairy vacuum pumps with variable speed capability. Pre-existing pumps with VSD’s are not eligible. | 6716.8608 | 15 | 1500
C&I Energy Solutions Program - Small | Prescriptive - SCI | Low Pressure Irrigation | 1 Unit | No | N/A | Installation of a low-pressure irrigation system in agriculture applications with a minimum of 50% reduction in pumping pressure. | 13745.195 | 5 | $0.20 per kWh and/or $550 per kW saved
C&I Energy Solutions Program - Small | Prescriptive - SCI | Custom - Agricultural | 1 Unit | No | N/A | Replacement or retrofit of existing farm type equipment or process changes or enhancements that results in electric energy savings, including construction of new facilities. Requires pre-approval by the program. | 40520.0188 | 15 | $0.20 per kWh and/or $550 per kW saved
C&I Energy Solutions Program - Small | Prescriptive - SCI | Engine Block Heater Timer | 1 Unit | No | N/A | Installation of timers used to control engine block heaters on existing farm equipment | 16.64 | 15 | 25
C&I Energy Solutions Program - Small | Custom - SCI | Custom - SCI | 1 Project | No | N/A | Replacement or retrofit of existing equipment or process changes or enhancements that result in the more efficient use of electrical energy. | 40520.0188 | 15 | $0.20 per kWh and/or $550 per kW saved
C&I Energy Solutions Program - Small | Custom - SCI | Custom - Compressed Air - SCI | 1 Project | No | N/A | New installation, replacement or retrofit of air-compressor systems, including but not limited to: new compressors, air dryers, or increased storage capacity. Other efficiency measures such as leak repair, controls, high efficiency nozzles, piping enhancements, and no loss drains are also eligible. | 46284.9182 | 15 | $0.20 per kWh and/or $550 per kW saved
C&I Energy Solutions Program - Small | Custom - SCI | Custom - Refrigeration - SCI | 1 Project | No | N/A | New or retrofit of refrigeration measures on commercial walk-in refrigerators and coolers, including, but not limited to high efficiency fan motors, evaporator fan controllers, floating head pressure controls, evaporator coil defrost controls and variable speed compressor motors. | 40520.0188 | 15 | $0.20 per kWh and/or $550 per kW saved
C&I Energy Solutions Program - Small | Custom - SCI | Custom - Solar - SCI | 1 kW DC Installed Capacity | No | N/A | PA TRM | 1928.1184 | 15 | $0.20 per kWh and/or $550 per kW saved
C&I Energy Solutions Program - Small | Custom - SCI | Custom - CHP - SCI | 1 Project | No | N/A | Program Specification. (Normally these fall under custom. Can we put see Custom_ | 4529325.9691 | 15 | $0.20 per kWh and/or $550 per kW saved
C&I Energy Solutions Program - Small | Custom - SCI | Custom - Bldg Improvements - SCI | 1 Project | No | N/A | Retrofit of existing building shell, electrical & electric mechanical retrofits to greater efficiency components and processes, including but not limited to: wall and ceiling insulation, windows, reduction of conditioned CF w/ SF of floor space remaining the same, reduction in window size w/ improved R value, installation of building energy management systems. | 149387.8011 | 15 | $0.20 per kWh and/or $550 per kW saved
C&I Energy Solutions Program - Small | Custom - SCI | Custom - New Construction - SCI | 1 Project | No | N/A | Implementation of design principles to reduce building electric consumption using current ASHRAE 90.1 or IECC baselines, as applicable. | 29997.0794 | 15 | $0.20 per kWh and/or $550 per kW saved
C&I Energy Solutions Program - Small | Custom - SCI | Custom - Audit & Education - SCI | 1 Project | No | N/A | Comprehensive Energy Audit for commercial/industrial facilities or manufacturing processes recommending installation of efficient equipment, building shell/envelop improvements, manufacturing process changes, building operating changes, or other energy efficiency improvements. Audit must meet minimum audit requirements for buildings or for process equipment. | 1225 | 1 | 1500
C&I Energy Solutions Program - Small | Energy Management - SCI | Building Tune Up - SCI | 1 Project | No | N/A | Portfolio of measures and services that focus on the adjustment, maintenance and improvement of building systems to achieve maximum operating efficiency, including the installation of energy efficiency measures. | 37782.8849 | 13.3804 | Up to 80% of the project cost
C&I Energy Solutions Program - Small | Energy Management - SCI | Virtual/Meter Data Commissioning - SCI | 1 Project | No | N/A | Virtual assessment and engagement of energy usage performance using meter data, remote analytics and building modeling to determine and report energy saving strategies and opportunities for setting, upgrading and/or replacement of building operations, systems and equipment. Pre and post enrollment meter usage data may be used to further evaluate building energy savings. | 1172.7442 | 2 | $0.20 per kWh and/or $550 per kW saved
C&I Energy Solutions Program - Small | Energy Management - SCI | Retrocommissioning - SCI | 1 Project | No | N/A | Adjusting electrical, electro-mechanical, mechanical and control system setpoints and schedules to improve system performance to existing building conditions and use, including the implementation of energy savings measures identified through systems monitoring and building operations training. | 5863.7209 | 3 | $0.20 per kWh and/or $550 per kW saved
C&I Energy Solutions Program - Small | Energy Management - SCI | Building Operations Training - SCI | 1 Unit | No | N/A | Obtain Building Operations Certification (BOC) by attending a certified training program or other training programs as related to the efficient design, operations and maintenance of buildings. | 6000 | 13 | Up to 70% of the cost to attend qualified BOC training course and NTE $1000 per person.
C&I Energy Solutions Program - Small | Energy Management - SCI | Customer Concierge - SCI | 1 Project | No | N/A | Consultative services, including but not limited to, Program Concierge, Energy Advisor, Benchmarking and Technical Services to engage, promote and support customer participation in programs. | 3500 | 1 | NA
C&I Energy Solutions Program - Small | Energy Management - SCI | Energy Consultation - SCI | 1 Project | No | N/A | Consultative services, including but not limited to, Program Concierge, Energy Advisor, Benchmarking and Technical Services to engage, promote and support customer participation in programs. | 1225 | 1 | NA
C&I Energy Solutions Program - Small | Energy Management - SCI | Audits - SCI | 1 Project | No | N/A | Comprehensive Energy Audit for commercial/industrial facilities or manufacturing processes recommending installation of efficient equipment, building shell/envelop improvements, manufacturing process changes, building operating changes, or other energy efficiency improvements. Audit must meet minimum audit requirements for buildings or for process equipment. | 1225 | 1 | 1500
C&I Energy Solutions Program - Small | DLS & DR - SCI | Managed Charging | Company Assumption | No | N/A | Managed charging device (e.g., electric vehicle/charger) meeting program technical, connectivity, control, functionality and participation or other program requirements. | 0 | 1 | $100/enrollment + $200/annual participation
C&I Energy Solutions Program - Small | DLS & DR - SCI | Storage | 0 | No | N/A | Energy storage device (e.g., battery) meeting program technical, connectivity, control, functionality and participation or other program requirements. | 0 | 1 | $1000/enrollment + $275/kW-year performance
C&I Energy Solutions Program - Small | DLS & DR - SCI | Thermostat DR | 0 | No | N/A | Smart thermostats installed on electric cooling and/or heating systems meeting program technical, connectivity, control, functionality and participation or other program requirements. | 0 | 1 | $100/enrollment + $50/annual participation
C&I Energy Solutions Program - Small | DLS & DR - SCI | Thermostat DLS | 0 | No | N/A | Smart thermostats installed on electric cooling and/or heating systems meeting program technical, connectivity, control, functionality and participation or other program requirements. | 0 | 1 | 25
C&I Energy Solutions Program - Small | DLS & DR - SCI | Custom DLS & DR - SCI | Vendor | No | N/A | Active C&I customers with AMI, sufficient usage and usage history who are able to shift and/or reduce energy usage on a daily, scheduled or event basis during Act 129 summer and winter peak load periods in response to educational or behavioral messaging, operational changes, process or equipment adjustments, controls or other strategies or specialized approaches adopted by the customer and meeting participation, evaluation or other program requirements. Note: Subject to the Company's ability to meet its demand reduction targets, fossil fuel backup generation is not eligible. Participation requires customer compliance with local air quality standards. | 0 | 1 | $1000/enrollment + $400/kW-year performance
C&I Energy Solutions Program - Small | FTM-SCI | Front of Meter Measures - SCI | - | No | No | Purchase, installation, and implementaiton of equipment to improve the operation and efficiency of the Company's energy delivery system. | 0 | - | 0
C&I Energy Solutions Program - Large | Multi Family - LCI | MF - Tenant - DI - LCI | 1 Tenant Space | No | Yes | Audit w/ direct install measures. Also provides incentive for/or direct installation of program measures including measures meeting program, PA TRM or evaluation requirements. Eligible to multifamily buildings including both common areas and tenant spaces. | 175 | 13.1938 | Up to $250 for the cost of an audit with direct install measures
C&I Energy Solutions Program - Large | Multi Family - LCI | MF - Common - DI - LCI | 1 Common Space | No | Yes | Audit w/ direct install measures. Also provides incentive for/or direct installation of program measures including measures meeting program, PA TRM or evaluation requirements. Eligible to multifamily buildings including both common areas and tenant spaces. | 21518.4 | 14 | Up to 80% of the project cost
C&I Energy Solutions Program - Large | Multi Family - LCI | MF - Tenant - Prescriptive - LCI | 1-50 gal unit | No | Yes | Removal with recycle of inefficient appliances and/or the purchase and installation of ENERGY STAR rated appliances or equipment | 1915 | 10 | Same value as incentives offered through the Residential Programs.
C&I Energy Solutions Program - Large | Multi Family - LCI | MF - Common - Prescriptive - LCI | 1 Unit | No | No | Removal with recycle of inefficient appliances and/or the purchase and installation of ENERGY STAR rated appliances or equipment | 35.724 | 14 | Same value as incentives offered through the Commercial & Industrial Programs.
C&I Energy Solutions Program - Large | Multi Family - LCI | MF - Tenant - Custom - LCI | 1 Project | No | N/A | Installation of Custom energy efficiency measures including but not limited to: lighting, HVAC, appliances, etc. | 46284.9182 | 15 | Same value as incentives offered through the Commercial & Industrial Programs.
C&I Energy Solutions Program - Large | Multi Family - LCI | MF - Common - Custom - LCI | 1 Project | No | N/A | Retrofit of existing building shell, electrical & electric mechanical retrofits to greater efficiency components and processes, including but not limited to wall and ceiling insulation, windows, reduction of conditioned CF w/ SF of floor space remaining the same, reduction in window size w/ improved R value, installation of building energy management systems. | 46284.9182 | 15 | Same value as incentives offered through the Commercial & Industrial Programs.
C&I Energy Solutions Program - Large | Prescriptive - LCI | Air Conditioning - Level 1 <=5.4 Tn - LCI | 1-5 ton unit | No | N/A | ENERGY STAR or PA TRM | 2087.9431 | 15 | 300/Ton
C&I Energy Solutions Program - Large | Prescriptive - LCI | Air Conditioning - Level 1 >5.4 < 20 Tn - LCI | 1- 11 ton unit | No | N/A | ENERGY STAR or PA TRM | 1859.8467 | 15 | 300/Ton
C&I Energy Solutions Program - Large | Prescriptive - LCI | Air Conditioning - Level 1 >=20 Tn - LCI | 1- 20 ton unit | No | N/A | ENERGY STAR or PA TRM | 709.4139 | 15 | 300/Ton
C&I Energy Solutions Program - Large | Prescriptive - LCI | Heat Pump - Level 1 <=5.4 Tn - LCI | 1 - 5 ton unit | No | N/A | ENERGY STAR or PA TRM | 555.7075 | 15 | 500/Ton
C&I Energy Solutions Program - Large | Prescriptive - LCI | Heat Pump - Water & GeoT - LCI | 1-5 ton unit | No | N/A | ENERGY STAR or PA TRM | 31108 | 15 | 500/Ton
C&I Energy Solutions Program - Large | Prescriptive - LCI | Ductless Mini-Split HP – LCI | 1-1.5 ton unit | No | N/A | ENERGY STAR or PA TRM | 710.5433 | 15 | 500/Ton
C&I Energy Solutions Program - Large | Prescriptive - LCI | PTAC - LCI | 1 - 1 ton unit | No | N/A | ENERGY STAR or PA TRM | 168.7888 | 15 | 500
C&I Energy Solutions Program - Large | Prescriptive - LCI | PTHP - LCI | 1 - 1 ton unit | No | N/A | ENERGY STAR or PA TRM | 139.9207 | 15 | 750
C&I Energy Solutions Program - Large | Prescriptive - LCI | Room Air Conditioner- LCI | 1-1 ton unit | No | N/A | PA TRM | 95.0768 | 9 | 100
C&I Energy Solutions Program - Large | Prescriptive - LCI | Smart Thermostat - LCI | 1-5 Ton Unit | No | N/A | ENERGY STAR or PA TRM | 75.972 | 11 | 75
C&I Energy Solutions Program - Large | Prescriptive - LCI | HVAC - Custom - LCI | 1 Project | No | N/A | Purchase and installation of new high-efficiency HVAC equipment in place of standard efficiency equipment. Also includes new or retrofit of HVAC controls/controllers (e.g thermostats, demand control ventilation, etc.) that optimizes ventilation and economization control schemes of a building's HVAC system based on occupancy or sensor level inputs. | 40520.0188 | 15 | $0.20 per kWh and/or $550 per kW saved
C&I Energy Solutions Program - Large | Prescriptive - LCI | Circulating Pump (Mid Strm) - LCI | 1-unit | No | N/A | Purchase and installation of a new ECM or BPM circulator pump, r/p single speed motor for space and hot water heating in commercial applications. | 66.3085 | 15 | 100
C&I Energy Solutions Program - Large | Prescriptive - LCI | HVAC - Maintenance - LCI | 1-5 Ton Unit | No | N/A | Maintenance services applicable to C&I customers for documented tune-ups of packaged and split systems up to 20 Tons (following PA TRM guidelines.) | 437.788 | 3 | 300
C&I Energy Solutions Program - Large | Prescriptive - LCI | Furnace Fan (Retrofit or New to ECM) - LCI | 1 Unit | No | N/A | PA TRM | 395.48 | 5 | 150
C&I Energy Solutions Program - Large | Prescriptive - LCI | Lighting Controls (Daylight & Occupancy) - LCI | 1 unit controller | No | N/A | Non-networked lighting controls including, but not limited to: daylight On/Off, dimming, occupancy sensors (wall plate, remote & fixture mounted), time clocks and switching controls. | 52.6667 | 8 | $0.60 Per Watt Controlled
C&I Energy Solutions Program - Large | Prescriptive - LCI | Lighting Control (Network) - LCI | Per sq-ft of building lighting controlled | No | N/A | New installation of a networked lighting control system by applying, but not limited to: occupancy sensors, photo sensors, and dimming controls where the system must dim or turn off individual fixtures based on local occupancy and/or light levels. The control system must include luminaire-level lighting control (LLLC) that can switch lights on and off based on occupancy and is capable of full-range dimming based on local light levels. | 0.67772 | 8 | $0.60 Per Watt Controlled
C&I Energy Solutions Program - Large | Prescriptive - LCI | LED Linear - LCI | 1- 4 lamp trougher | No | N/A | ENERGY STAR, Design Lights Consortium (DLC) listed or PA TRM | 206.5766 | 14 | $0.20 per kWh and/or $550 per kW saved
C&I Energy Solutions Program - Large | Prescriptive - LCI | Exit Sign - LCI | 1 Unit | No | N/A | ENERGY STAR, Design Lights Consortium (DLC) listed or PA TRM | 68.6665 | 15 | 25
C&I Energy Solutions Program - Large | Prescriptive - LCI | LED Fixture External - LCI | 1 Unit | No | N/A | ENERGY STAR, Design Lights Consortium (DLC) listed or PA TRM | 412.436 | 14 | $0.20 per kWh and/or $550 per kW saved
C&I Energy Solutions Program - Large | Prescriptive - LCI | LED Fixture Internal - LCI | 1 Unit | No | N/A | ENERGY STAR, Design Lights Consortium (DLC) listed or PA TRM | 466.232 | 14 | $0.20 per kWh and/or $550 per kW saved
C&I Energy Solutions Program - Large | Prescriptive - LCI | LED Lamp Mogul Base - LCI | 1 Unit | No | N/A | ENERGY STAR, Design Lights Consortium (DLC) listed or PA TRM | 430.368 | 14 | $0.20 per kWh and/or $550 per kW saved
C&I Energy Solutions Program - Large | Prescriptive - LCI | Street & Area Lighting (Customer Owned) - LCI | 1 Unit | No | N/A | ENERGY STAR, Design Lights Consortium (DLC) listed or PA TRM | 197.252 | 14 | $0.20 per kWh and/or $550 per kW saved
C&I Energy Solutions Program - Large | Prescriptive - LCI | LED Reach in Refrig / Frzer Light - LCI | 1 Door | No | N/A | ENERGY STAR, Design Lights Consortium (DLC) listed or PA TRM | 58.682 | 8 | $0.20 per kWh and/or $550 per kW saved
C&I Energy Solutions Program - Large | Prescriptive - LCI | Reach in Refrig / Frzer Occupancy Sensor - LCI | 1 Unit | No | N/A | PA TRM | 52.6667 | 8 | $0.20 per kWh and/or $550 per kW saved
C&I Energy Solutions Program - Large | Prescriptive - LCI | Lighting - Other - LCI | 1 Project | No | N/A | ENERGY STAR, Design Lights Consortium (DLC) listed or PA TRM | 39799.7154 | 14 | $0.20 per kWh and/or $550 per kW saved
C&I Energy Solutions Program - Large | Prescriptive - LCI | Lighting - Custom - LCI | 1 Project | No | N/A | Installation of lighting equipment to a higher efficiency than existing or designed meeting program requirements. Requires pre-approval by the program. | 198998.5768 | 14 | $0.20 per kWh and/or $550 per kW saved
C&I Energy Solutions Program - Large | Prescriptive - LCI | Linear Lamp - MS - LCI | 1- Unit | No | N/A | Midstream delivery of maintenance replacement lamps and fixtures. Must meet ENERGY STAR or DLC, as applicable, or PA TRM. | 30.528 | 14 | $0.20 per kWh and/or $550 per kW saved
C&I Energy Solutions Program - Large | Prescriptive - LCI | High/Low Bay Lamp - MS - LCI | 1- Unit | No | N/A | Midstream delivery of maintenance replacement lamps and fixtures. Must meet ENERGY STAR or DLC, as applicable, or PA TRM. | 243.8 | 14 | $0.20 per kWh and/or $550 per kW saved
C&I Energy Solutions Program - Large | Prescriptive - LCI | LED Fixture - MS - LCI | 1- Unit | No | N/A | Midstream delivery of maintenance replacement lamps and fixtures. Must meet ENERGY STAR or DLC, as applicable, or PA TRM. | 122.112 | 14 | $0.20 per kWh and/or $550 per kW saved
C&I Energy Solutions Program - Large | Prescriptive - LCI | Lighting Controls - MS-LCI | 1- Unit | No | N/A | Midstream delivery of maintenance replacement lamp and fixture controls. Must meet ENERGY STAR or DLC, as applicable, or PA TRM. | 52.6667 | 8 | $0.20 per kWh and/or $550 per kW saved
C&I Energy Solutions Program - Large | Prescriptive - LCI | Ref/Frzr -Reach In Special Doors (low/No Anti Swt) - LCI | 1- Unit | No | N/A | Purchase and installation of a no-heat/low-heat clear glass door with heat reflective treated glass, gas filled, or both installed on an upright display case, or PA TRM. | 504.0167 | 12 | 50
C&I Energy Solutions Program - Large | Prescriptive - LCI | ECM Evap Fan Motor - LCI | 1 Unit | No | N/A | Purchase and installation of a ECM motor to replace a permanent split capacitor or shaded pole motor in a commercial refrigeration unit. | 353.4549 | 15 | 150
C&I Energy Solutions Program - Large | Prescriptive - LCI | Evap Fan Controls - LCI | 1 Unit | No | N/A | Purchase and installation of ON/OFF controls or multispeed controls for an uncontrolled ECM or permanent split capacitor or shaded pole motor in a commercial refrigeration unit. | 766.6048 | 15 | 200
C&I Energy Solutions Program - Large | Prescriptive - LCI | Refrigerator - Reach In - LCI | 1-100CF Unit | No | N/A | Purchase and installation of a new high efficiency packaged commercial refrigerator meeting ENERGY STAR, PA TRM, or program requirements. | 682.9368 | 12 | 200
C&I Energy Solutions Program - Large | Prescriptive - LCI | Freezer - Reach In - LCI | 1-100CF Unit | No | N/A | Purchase and installation of a new high efficiency packaged commercial freezer meeting ENERGY STAR, PA TRM, or program requirements. | 453.1176 | 12 | 200
C&I Energy Solutions Program - Large | Prescriptive - LCI | Refrigerated Case Cover - LCI | Per LF of Case | No | N/A | Purchase and installation of night covers on existing open type refrigerated display cases, or PA TRM. | 79.3136 | 9 | 22
C&I Energy Solutions Program - Large | Prescriptive - LCI | Anti Sweat Heater Control - LCI | 1-unit | No | N/A | Installation of door heater controls on commercial glass door refrigerators, coolers or freezers utilizing either ON/OFF or micro pulse controls in place of no controls. | 1119.2689 | 12 | 75
C&I Energy Solutions Program - Large | Prescriptive - LCI | Strip Curtain - LCI | Per SF | No | N/A | Purchase and installation of strip curtains applied to walk in cooler or freezer doors; curtains must be at least 0.06" thick. Low temp strip curtains must be used on low temp applications, or PA TRM. | 10.0152 | 4 | 7
C&I Energy Solutions Program - Large | Prescriptive - LCI | Ice Machine - LCI | 1-Unit | No | N/A | ENERGY STAR or PA TRM | 381.472 | 10 | $590 0-500 lbs $980 501-1000 lbs $1100 over 1000 lbs
C&I Energy Solutions Program - Large | Prescriptive - LCI | Beverage Vending Machine - Controls - LCI | 1-unit | No | N/A | ENERGY STAR or PA TRM | 234.2988 | 5 | 125
C&I Energy Solutions Program - Large | Prescriptive - LCI | Steam Cooker - LCI | 1- unit | No | N/A | ENERGY STAR or PA TRM | 2537.6 | 12 | $150/pan
C&I Energy Solutions Program - Large | Prescriptive - LCI | Fryer - LCI | 1-Unit | No | N/A | ENERGY STAR or PA TRM | 1903.2 | 12 | 500
C&I Energy Solutions Program - Large | Prescriptive - LCI | Griddle - LCI | 1-Unit | No | N/A | ENERGY STAR or PA TRM | 1289.2776 | 12 | 500
C&I Energy Solutions Program - Large | Prescriptive - LCI | Hot Food Holding Cabinet - LCI | 1-15 CU. FT. unit | No | N/A | ENERGY STAR or PA TRM | 549.549 | 12 | $500 - full size $375 - 3/4 size $225 - 1/2 size
C&I Energy Solutions Program - Large | Prescriptive - LCI | Combination Oven - LCI | 1-unit | No | N/A | ENERGY STAR or PA TRM | 1898.6932 | 12 | 1500
C&I Energy Solutions Program - Large | Prescriptive - LCI | Convection Oven - LCI | 1-full size unit | No | N/A | ENERGY STAR or PA TRM | 1118.4759 | 12 | 500
C&I Energy Solutions Program - Large | Prescriptive - LCI | Dishwasher - LCI | 1-unit | No | N/A | ENERGY STAR or PA TRM | 1539.8656 | 10 | 500
C&I Energy Solutions Program - Large | Prescriptive - LCI | Induction Cooktop - LCI | 1-Two well unit | No | N/A | ENERGY STAR or PA TRM | 573.7339 | 10 | 25
C&I Energy Solutions Program - Large | Prescriptive - LCI | Pre-Rinse Sprayer - LCI | 1-unit | No | N/A | Purchase and installation of a new sprayer replacing an existing unit that use 1.6 GPM or less, on/off squeeze lever, and cleanability of performance of at least 26 seconds, or PA TRM Electric water heating only. | 112.8988 | 8 | 175
C&I Energy Solutions Program - Large | Prescriptive - LCI | Freezer Recycling - LCI | 1 Unit | No | N/A | An existing working unit generally older than 10 years. | 60 | 5 | 100
C&I Energy Solutions Program - Large | Prescriptive - LCI | Refrigerator Recycling - LCI | 1 Unit | No | N/A | An existing working unit generally older than 10 years. | 60 | 6 | 100
C&I Energy Solutions Program - Large | Prescriptive - LCI | Room Air Conditioner Recycling - LCI | 1 Unit | No | N/A | An existing working unit generally older than 10 years. | 30 | 3 | 50
C&I Energy Solutions Program - Large | Prescriptive - LCI | Dehumidifiers Recycling - LCI | 1 Unit | No | N/A | An existing working unit generally older than 10 years. | 30 | 4 | 50
C&I Energy Solutions Program - Large | Prescriptive - LCI | LV Refrigerator Recycling - LCI | 1 Unit | No | N/A | An existing working unit generally older than 10 years. | 30 | 5 | 50
C&I Energy Solutions Program - Large | Prescriptive - LCI | Cooler Recycling - LCI | 1 Unit | No | N/A | PA TRM | 30 | 5 | 50
C&I Energy Solutions Program - Large | Prescriptive - LCI | EV Charging Cord - Level 2 - LCI | 1 Unit | No | N/A | ENERGY STAR or MA TRM | 143 | 10 | 150
C&I Energy Solutions Program - Large | Prescriptive - LCI | Clothes Washer - LCI | 1 Unit | No | N/A | ENERGY STAR or PA TRM | 35.724 | 14 | 100
C&I Energy Solutions Program - Large | Prescriptive - LCI | Clothes Dryer - LCI | 1 Unit | No | N/A | ENERGY STAR or PA TRM | 206.3396 | 14 | 100
C&I Energy Solutions Program - Large | Prescriptive - LCI | Refrigerator - LCI | 1 Unit | No | N/A | ENERGY STAR or PA TRM | 0 | 14 | 100
C&I Energy Solutions Program - Large | Prescriptive - LCI | Water Heater - Heat Pump - LCI | 1-50 gal unit | No | N/A | ENERGY STAR or PA TRM | 1684.761 | 10 | 1000
C&I Energy Solutions Program - Large | Prescriptive - LCI | Freezer - LCI | 1 Unit | No | N/A | ENERGY STAR or PA TRM | 0 | 11 | 75
C&I Energy Solutions Program - Large | Prescriptive - LCI | Dehumidifier - LCI | 1 Unit | No | N/A | ENERGY STAR or PA TRM | 0 | 12 | 50
C&I Energy Solutions Program - Large | Prescriptive - LCI | Uninterruptible Power Supply (UPS) - LCI | 1 - 5kVA Unit | No | N/A | ENERGY STAR or PA TRM | 46.8 | 7 | 200
C&I Energy Solutions Program - Large | Custom - LCI | Custom - LCI | 1 Project | No | N/A | Replacement or retrofit of existing equipment or process changes or enhancements that result in the more efficient use of electrical energy. | 47090.0292 | 15 | $0.20 per kWh and/or $550 per kW saved
C&I Energy Solutions Program - Large | Custom - LCI | Custom - Compressed Air - LCI | 1 Project | No | N/A | New installation, replacement or retrofit of air-compressor systems, including but not limited to: new compressors, air dryers, or increased storage capacity. Other efficiency measures such as leak repair, controls, high efficiency nozzles, piping enhancements, and no loss drains are also eligible. | 91959.5026 | 15 | $0.20 per kWh and/or $550 per kW saved
C&I Energy Solutions Program - Large | Custom - LCI | Custom - Refrigeration - LCI | 1 Project | No | N/A | New or retrofit of refrigeration measures on commercial walk-in refrigerators and coolers, including, but not limited to high efficiency fan motors, evaporator fan controllers, floating head pressure controls, evaporator coil defrost controls and variable speed compressor motors. | 40520.0188 | 15 | $0.20 per kWh and/or $550 per kW saved
C&I Energy Solutions Program - Large | Custom - LCI | Custom - Solar - LCI | 1 kW DC Installed Capacity | No | N/A | PA TRM | 1928.1184 | 15 | $0.20 per kWh and/or $550 per kW saved
C&I Energy Solutions Program - Large | Custom - LCI | Custom - CHP - LCI | 1 Project | No | N/A | Program Specification. (Normally these fall under custom. Can we put see Custom_ | 4529325.9691 | 15 | $0.20 per kWh and/or $550 per kW saved
C&I Energy Solutions Program - Large | Custom - LCI | Custom - Bldg Improvements - LCI | 1 Project | No | N/A | Retrofit of existing building shell, electrical & electric mechanical retrofits to greater efficiency components and processes, including but not limited to: wall and ceiling insulation, windows, reduction of conditioned CF w/ SF of floor space remaining the same, reduction in window size w/ improved R value, installation of building energy management systems. Including a focus on the adjustment, maintenance and improvement of building systems to achieve maximum operating efficiency | 149387.8011 | 15 | $0.20 per kWh and/or $550 per kW saved and/or Up to 80% of the project cost
C&I Energy Solutions Program - Large | Custom - LCI | Custom - New Construction - LCI | 1 Project | No | N/A | Implementation of design principles to reduce building electric consumption using current ASHRAE 90.1 or IECC baselines, as applicable. | 29997.0794 | 15 | $0.20 per kWh and/or $550 per kW saved
C&I Energy Solutions Program - Large | Custom - LCI | Custom - Audit & Education - LCI | 1 Project | No | N/A | Comprehensive Energy Audit for commercial/industrial facilities or manufacturing processes recommending installation of efficient equipment, building shell/envelop improvements, manufacturing process changes, building operating changes, or other energy efficiency improvements. Audit must meet minimum audit requirements for buildings or for process equipment. | 1225 | 1 | 1500
C&I Energy Solutions Program - Large | Energy Management - LCI | Virtual/Meter Data Commissioning - LCI | 1 Project | No | N/A | Virtual assessment and engagement of energy usage performance using meter data, remote analytics and building modeling to determine and report energy saving strategies and opportunities for setting, upgrading and/or replacement of building operations, systems and equipment. Pre and post enrollment meter usage data may be used to further evaluate building energy savings. | 1172.7442 | 2 | $0.20 per kWh and/or $550 per kW saved
C&I Energy Solutions Program - Large | Energy Management - LCI | Retrocommissioning - LCI | 1 Project | No | N/A | Adjusting electrical, electro-mechanical, mechanical and control system setpoints and schedules to improve system performance to existing building conditions and use, including the implementation of energy savings measures identified through systems monitoring and building operations training. | 58637.2091 | 3 | $0.20 per kWh and/or $550 per kW saved
C&I Energy Solutions Program - Large | Energy Management - LCI | Building Operations Training - LCI | 1 Unit | No | N/A | Obtain Building Operations Certification (BOC) by attending a certified training program or other training programs as related to the efficient design, operations and maintenance of buildings. | 6000 | 13 | Up to 70% of the cost to attend qualified BOC training course and NTE $1000 per person.
C&I Energy Solutions Program - Large | Energy Management - LCI | Customer Concierge - LCI | 1 Project | No | N/A | Consultative services, including but not limited to, Program Concierge, Energy Advisor, Benchmarking and Technical Services to engage, promote and support customer participation in programs. | 3500 | 1 | NA
C&I Energy Solutions Program - Large | Energy Management - LCI | Energy Consultation - LCI | 1 Project | No | N/A | Consultative services, including but not limited to, Program Concierge, Energy Advisor, Benchmarking and Technical Services to engage, promote and support customer participation in programs. | 1750 | 1 | NA
C&I Energy Solutions Program - Large | Energy Management - LCI | Audits - LCI | 1 Project | No | N/A | Comprehensive Energy Audit for commercial/industrial facilities or manufacturing processes recommending installation of efficient equipment, building shell/envelop improvements, manufacturing process changes, building operating changes, or other energy efficiency improvements. Audit must meet minimum audit requirements for buildings or for process equipment. | 1750 | 1 | 1500
C&I Energy Solutions Program - Large | DLS & DR - LCI | Managed Charging | Company Assumption | No | N/A | Managed charging device (e.g., electric vehicle/charger) meeting program technical, connectivity, control, functionality and participation or other program requirements. | 0 | 1 | $100/enrollment + $200/annual participation
C&I Energy Solutions Program - Large | DLS & DR - LCI | Storage | 0 | No | N/A | Energy storage device (e.g., battery) meeting program technical, connectivity, control, functionality and participation or other program requirements. | 0 | 1 | $1000/enrollment + $275/kW-year performance
C&I Energy Solutions Program - Large | DLS & DR - LCI | Custom DLS & DR - LCI | 0 | No | N/A | Active C&I customers with AMI, sufficient usage and usage history who are able to shift and/or reduce energy usage on a daily, scheduled or event basis during Act 129 summer and winter peak load periods in response to educational or behavioral messaging, operational changes, process or equipment adjustments, controls or other strategies or specialized approaches adopted by the customer and meeting participation, evaluation or other program requirements. Note: Subject to the Company's ability to meet its demand reduction targets, fossil fuel backup generation is not eligible. Participation requires customer compliance with local air quality standards. | 0 | 1 | $1000/enrollment + $400/kW-year performance
C&I Energy Solutions Program - Large | FTM-LCI | Front of Meter Measures - LCI | - | No | No | Purchase, installation, and implementaiton of equipment to improve the operation and efficiency of the Company's energy delivery system. | 0 | - | 0
1 Indicate whether the measure counts towards the "proportionate number of measures" requirement. 2 Indicate whether the measure will be part of comprehensive measure reporting. 3 For Comprehensive Measures, see 'Table 8 Addendum' tab for a designation of measures by TRM number 4 Measure eligibility may change during the term of the plan to address market uncertainty and changes and or where supported by evaluation. 5 All values listed are “Up to Values”. The Company may provide tiered, blocked, prescriptive, and/or performance-based incentives that are within the amounts listed based on varying measure characteristics, market conditions, or other factors.

## Table 8 Addendum
TRM Measure Number | TRM Name | Comprehensive? | Notes
2.1.1 | Residential LED lighting | No
2.1.2 | Residential Occupancy Sensors | No
2.1.3 | LED and Electroluminescent Nightlights | No
2.1.4 | Holiday Lights | No
2.2.1 | High Efficiency Equipment: ASHP, CAC, GSHP, PTAC, PTHP | Yes
2.2.2 | High Efficiency Equipment for midstream delivery: ASHP, CAC, PTAC, PTHP | Yes | For reporting, ideally, EDCs will be able to link to an address so that they can report on homes with multiple comprehensive measures
2.2.3 | High Efficiency Equipment: Ductless Heat Pumps with Midstream Delivery Option | Yes | For reporting, ideally, EDCs will be able to link to an address so that they can report on homes with multiple comprehensive measures
2.2.4 | ECM Circulation Fans | No
2.2.5 | GSHP Desuperheaters | No
2.2.6 | Air Conditioner & Heat Pump Maintenance | No
2.2.7 | Room Air Conditioners | Yes
2.2.8 | Room AC (RAC) Retirement | No
2.2.9 | Window Heat Pump | Yes
2.2.10 | Duct Sealing & Duct Insulation | Yes
2.2.11 | Air Handler Filter Whistles | No
2.2.12 | ENERGY STAR® Certified Connected Thermostats | No
2.2.13 | Furnace Maintenance | No
2.2.14 | ENERGY STAR Bathroom Exhaust Fan | No
2.3.1 | Heat Pump Water Heaters | Yes
2.3.2 | Solar Water Heaters | Yes
2.3.3 | Water Heater Tank Wrap | No
2.3.4 | Water Heater Temperature Setback | No
2.3.5 | Water Heater Pipe Insulation | No
2.3.6 | Low Flow Faucet Aerators | No
2.3.7 | Low Flow Showerheads | No
2.3.8 | Thermostatic Shower Restriction Valves | No
2.3.9 | Drain Water Heat Recovery Units | No
2.3.10 | Smart Water Heater Controller | No
2.4.1 | ENERGY STAR Refrigerators | Yes, if paired with other comprehensive
2.4.2 | ENERGY STAR Freezers | Yes, if paired with other comprehensive
2.4.3 | Refrigerator / Freezer Recycling with and without Replacement | No
2.4.4 | Low-Capacity Refrigerator / Freezer Recycling Without Replacement | No
2.4.5 | ENERGY STAR Coolers | Yes, if paired with other comprehensive
2.4.6 | Cooler Recycling with and without replacement | No
2.4.7 | Residential Induction Cooktops | No
2.4.8 | ENERGY STAR Clothes Washers | Yes, if paired with other comprehensive
2.4.9 | ENERGY STAR Clothes Dryers | Yes, if paired with other comprehensive
2.4.10 | ENERGY STAR Dishwashers | Yes, if paired with other comprehensive
2.4.11 | ENERGY STAR Dehumidifiers | Yes, if paired with other comprehensive
2.4.12 | Dehumidifier Retirement | No
2.4.13 | ENERGY STAR Ceiling Fans | No
2.4.14 | ENERGY STAR Air Purifiers | No
2.5.1 | Advanced Power Strips | No
2.6.1 | Residential Air Sealing | Yes
2.6.2 | Weather Stripping, Caulking, and Outlet Gaskets | No
2.6.3 | Ceiling/Attic, Wall, Floor and Rim Joist Insulation | Yes
2.6.4 | Basement or Crawl Space Wall Insulation | Yes
2.6.5 | ENERGY STAR Windows | Yes
2.7.1 | Residential New Construction | Yes
2.7.2 | ENERGY STAR Manufactured Homes | Yes
2.7.3 | Home Energy Reports | No
2.8.1 | ENERGY STAR Pool Pumps | No
2.8.2 | Variable Speed Pool Pumps | No
2.8.3 | Photovoltaic (PV) Solar Generation | Yes, if paired with other comprehensive
2.9.1 | Direct Load Control and Behavior-Based Demand Response Programs | No
Background and General Instructions
As described in Section A.4.c of the 2025 Implementation Order (Phase V), the Commission recognized the keen stakeholder interest in the installation of comprehensive, longer-lived, deeper-savings measures through the EDCs’ comprehensive programs. The Commission agreed that requiring enhanced tracking and reporting on this topic will provide valuable information to understand better how these different measures and program offerings perform in Phase V. Therefore, the Commission directed the Bureau of Technical Utility Services to work with the SWE to develop reporting requirements for comprehensive program offerings for the EDCs comprehensive programs in Phase V.
This tab includes the Commission's designation of measures as "Comprehensive" for reporting purposes in the EE&C Plan Template (Table 8) and Phase V EDC Annual Reports. Note that some appliance measures can be considered comprehensive if they are installed with other comprehensive measures
The Commission will provide further guidance for reporting on Comprehensive projects (market rate residential and low-income residential). This will include reporting on projects that include multiple comprehensive measures at the same premise, including premises that receive multiple comprehensive measures across multipe program years in Phase V

## Table 9
Table 9: Estimated Savings and Participation
Measure ¹ | 2026 TRM Measure Number5 | Metric | PY18 | PY19 | PY20 | PY21 | PY22 | Total ⁴
Freezer Recycling | 2.4.3 | Energy Savings (MWh) ² | 1514.511 | 1514.511 | 1514.511 | 1514.511 | 1514.511 | 7572.5551
|  | Summer Demand Reduction (MW) | 0.18324 | 0.18324 | 0.18324 | 0.18324 | 0.18324 | 0.91619
|  | Winter Demand Reduction (MW) | 0.13185 | 0.13185 | 0.13185 | 0.13185 | 0.13185 | 0.65924
|  | Projected Participation ³ | 2000 | 2000 | 2000 | 2000 | 2000 | 10000
Refrigerator Recycling | 2.4.3 | Energy Savings (MWh) | 3786.8115 | 3786.8115 | 3786.8115 | 3786.8115 | 3786.8115 | 18934.0573
|  | Summer Demand Reduction (MW) | 0.56117 | 0.56117 | 0.56117 | 0.56117 | 0.56117 | 2.8058
|  | Winter Demand Reduction (MW) | 0.42025 | 0.42025 | 0.42025 | 0.42025 | 0.42025 | 2.1013
|  | Projected Participation | 5000 | 5000 | 5000 | 5000 | 5000 | 25000
Room Air Conditioner Recycling | 2.2.8 | Energy Savings (MWh) | 765.2089 | 765.2089 | 765.2089 | 765.2089 | 765.2089 | 3826.0445
|  | Summer Demand Reduction (MW) | 2.0805 | 2.0805 | 2.0805 | 2.0805 | 2.0805 | 10.4025
|  | Winter Demand Reduction (MW) | 0 | 0 | 0 | 0 | 0 | 0
|  | Projected Participation | 7250 | 7250 | 7250 | 7250 | 7250 | 36250
Dehumidifier Recycling | 2.4.12 | Energy Savings (MWh) | 3561.925 | 3561.925 | 3561.925 | 3561.925 | 3561.925 | 17809.625
|  | Summer Demand Reduction (MW) | 1.3751 | 1.3751 | 1.3751 | 1.3751 | 1.3751 | 6.8755
|  | Winter Demand Reduction (MW) | 0 | 0 | 0 | 0 | 0 | 0
|  | Projected Participation | 7250 | 7250 | 7250 | 7250 | 7250 | 36250
LV Refrigerator Recycling | 2.4.4 | Energy Savings (MWh) | 78.4493 | 78.4493 | 78.4493 | 78.4493 | 78.4493 | 392.2464
|  | Summer Demand Reduction (MW) | 0.011625 | 0.011625 | 0.011625 | 0.011625 | 0.011625 | 0.058127
|  | Winter Demand Reduction (MW) | 0.0087062 | 0.0087062 | 0.0087062 | 0.0087062 | 0.0087062 | 0.043531
|  | Projected Participation | 200 | 200 | 200 | 200 | 200 | 1000
Cooler Recycling | 2.4.6 | Energy Savings (MWh) | 5.2005 | 5.2005 | 5.2005 | 5.2005 | 5.2005 | 26.0023
|  | Summer Demand Reduction (MW) | 0.00077066 | 0.00077066 | 0.00077066 | 0.00077066 | 0.00077066 | 0.0038533
|  | Winter Demand Reduction (MW) | 0.00057714 | 0.00057714 | 0.00057714 | 0.00057714 | 0.00057714 | 0.0028857
|  | Projected Participation | 50 | 50 | 50 | 50 | 50 | 250
Clothes Washer | 2.4.8 | Energy Savings (MWh) | 195.5521 | 195.5521 | 195.5521 | 195.5521 | 195.5521 | 977.7604
|  | Summer Demand Reduction (MW) | 0.031613 | 0.031613 | 0.031613 | 0.031613 | 0.031613 | 0.15806
|  | Winter Demand Reduction (MW) | 0.031804 | 0.031804 | 0.031804 | 0.031804 | 0.031804 | 0.15902
|  | Projected Participation | 1750 | 1750 | 1750 | 1750 | 1750 | 8750
Refrigerator - PY18 to PY20 | 2.4.1 | Energy Savings (MWh) | 37.5738 | 37.5738 | 37.5738 | 0 | 0 | 112.7215
|  | Summer Demand Reduction (MW) | 0.0055681 | 0.0055681 | 0.0055681 | 0 | 0 | 0.016704
|  | Winter Demand Reduction (MW) | 0.0041699 | 0.0041699 | 0.0041699 | 0 | 0 | 0.01251
|  | Projected Participation | 500 | 500 | 500 | 0 | 0 | 1500
Refrigerator - PY21 & PY22 | 2.4.1 | Energy Savings (MWh) | 0 | 0 | 0 | 0.037574 | 0.037574 | 0.075148
|  | Summer Demand Reduction (MW) | 0 | 0 | 0 | 5.5681e-06 | 5.5681e-06 | 1.1136e-05
|  | Winter Demand Reduction (MW) | 0 | 0 | 0 | 4.1699e-06 | 4.1699e-06 | 8.3398e-06
|  | Projected Participation | 0 | 0 | 0 | 5 | 5 | 10
Freezer - PY18 to PY20 | 2.4.2 | Energy Savings (MWh) | 2.03 | 2.03 | 2.03 | 0 | 0 | 6.09
|  | Summer Demand Reduction (MW) | 0.00030816 | 0.00030816 | 0.00030816 | 0 | 0 | 0.00092447
|  | Winter Demand Reduction (MW) | 0.00022173 | 0.00022173 | 0.00022173 | 0 | 0 | 0.00066519
|  | Projected Participation | 50 | 50 | 50 | 0 | 0 | 150
Freezer - PY21 & PY22 | 2.4.2 | Energy Savings (MWh) | 0 | 0 | 0 | 0.05075 | 0.05075 | 0.1015
|  | Summer Demand Reduction (MW) | 0 | 0 | 0 | 7.7039e-06 | 7.7039e-06 | 1.5408e-05
|  | Winter Demand Reduction (MW) | 0 | 0 | 0 | 5.5433e-06 | 5.5433e-06 | 1.1087e-05
|  | Projected Participation | 0 | 0 | 0 | 5 | 5 | 10
Clothes Dryer - PY18 & PY19 | 2.4.9 | Energy Savings (MWh) | 37.1824 | 37.1824 | 0 | 0 | 0 | 74.3647
|  | Summer Demand Reduction (MW) | 0.0054774 | 0.0054774 | 0 | 0 | 0 | 0.010955
|  | Winter Demand Reduction (MW) | 0.0054955 | 0.0054955 | 0 | 0 | 0 | 0.010991
|  | Projected Participation | 500 | 500 | 0 | 0 | 0 | 1000
Clothes Dryer - PY20 to PY22 | 2.4.9 | Energy Savings (MWh) | 0 | 0 | 16.675 | 16.675 | 16.675 | 50.025
|  | Summer Demand Reduction (MW) | 0 | 0 | 0.0024573 | 0.0024573 | 0.0024573 | 0.0073718
|  | Winter Demand Reduction (MW) | 0 | 0 | 0.0024653 | 0.0024653 | 0.0024653 | 0.007396
|  | Projected Participation | 0 | 0 | 500 | 500 | 500 | 1500
Air Purifier / Cleaner | 2.4.14 | Energy Savings (MWh) | 257.4091 | 257.4091 | 257.4091 | 257.4091 | 257.4091 | 1287.0455
|  | Summer Demand Reduction (MW) | 0.032004 | 0.032004 | 0.032004 | 0.032004 | 0.032004 | 0.16002
|  | Winter Demand Reduction (MW) | 0.041216 | 0.041216 | 0.041216 | 0.041216 | 0.041216 | 0.20608
|  | Projected Participation | 1500 | 1500 | 1500 | 1500 | 1500 | 7500
Room Air Conditioner | 2.2.7 | Energy Savings (MWh) | 43.2953 | 43.2953 | 43.2953 | 43.2953 | 43.2953 | 216.4764
|  | Summer Demand Reduction (MW) | 0.080008 | 0.080008 | 0.080008 | 0.080008 | 0.080008 | 0.40004
|  | Winter Demand Reduction (MW) | 0 | 0 | 0 | 0 | 0 | 0
|  | Projected Participation | 3300 | 3300 | 3300 | 3300 | 3300 | 16500
Dehumidifier | 2.4.11 | Energy Savings (MWh) | 73.9311 | 73.9311 | 73.9311 | 73.9311 | 73.9311 | 369.6556
|  | Summer Demand Reduction (MW) | 0.015245 | 0.015245 | 0.015245 | 0.015245 | 0.015245 | 0.076227
|  | Winter Demand Reduction (MW) | 0 | 0 | 0 | 0 | 0 | 0
|  | Projected Participation | 500 | 500 | 500 | 500 | 500 | 2500
Heat Pump Water Heater - PY18 to PY20 | 2.3.1 | Energy Savings (MWh) | 9310.5682 | 9310.5682 | 9310.5682 | 0 | 0 | 27931.7045
|  | Summer Demand Reduction (MW) | 1.0775 | 1.0775 | 1.0775 | 0 | 0 | 3.2324
|  | Winter Demand Reduction (MW) | 1.7948 | 1.7948 | 1.7948 | 0 | 0 | 5.3843
|  | Projected Participation | 4750 | 4750 | 4750 | 0 | 0 | 14250
Heat Pump Water Heater - PY21 & PY22 | 2.3.1 | Energy Savings (MWh) | 0 | 0 | 0 | 11.55 | 11.55 | 23.1
|  | Summer Demand Reduction (MW) | 0 | 0 | 0 | 0.0013352 | 0.0013352 | 0.0026705
|  | Winter Demand Reduction (MW) | 0 | 0 | 0 | 0.0022218 | 0.0022218 | 0.0044435
|  | Projected Participation | 0 | 0 | 0 | 50 | 50 | 100
Pool Pump Variable Speed | 2.8.1 & 2.8.2 | Energy Savings (MWh) | 5.495 | 5.495 | 5.495 | 5.495 | 5.495 | 27.475
|  | Summer Demand Reduction (MW) | 0.0019268 | 0.0019268 | 0.0019268 | 0.0019268 | 0.0019268 | 0.009634
|  | Winter Demand Reduction (MW) | 0 | 0 | 0 | 0 | 0 | 0
|  | Projected Participation | 50 | 50 | 50 | 50 | 50 | 250
Dishwasher | 2.4.10 | Energy Savings (MWh) | 98.3389 | 98.3389 | 98.3389 | 98.3389 | 98.3389 | 491.6947
|  | Summer Demand Reduction (MW) | 0.01828 | 0.01828 | 0.01828 | 0.01828 | 0.01828 | 0.0914
|  | Winter Demand Reduction (MW) | 0.028408 | 0.028408 | 0.028408 | 0.028408 | 0.028408 | 0.14204
|  | Projected Participation | 2000 | 2000 | 2000 | 2000 | 2000 | 10000
EV Charging Cord - Level 2 - Res | MA TRM V11 | Energy Savings (MWh) | 0.11071 | 0.11071 | 0.11071 | 0.11071 | 0.11071 | 0.55357
|  | Summer Demand Reduction (MW) | 1.259e-05 | 1.259e-05 | 1.259e-05 | 1.259e-05 | 1.259e-05 | 6.2949e-05
|  | Winter Demand Reduction (MW) | 1.1475e-05 | 1.1475e-05 | 1.1475e-05 | 1.1475e-05 | 1.1475e-05 | 5.7375e-05
|  | Projected Participation | 5 | 5 | 5 | 5 | 5 | 25
Smart Thermostat - Aplncs | 2.2.12 | Energy Savings (MWh) | 1686 | 1686 | 1686 | 1686 | 1686 | 8430
|  | Summer Demand Reduction (MW) | 0.33797 | 0.33797 | 0.33797 | 0.33797 | 0.33797 | 1.6898
|  | Winter Demand Reduction (MW) | 0.1414 | 0.1414 | 0.1414 | 0.1414 | 0.1414 | 0.70702
|  | Projected Participation | 8000 | 8000 | 8000 | 8000 | 8000 | 40000
Cooler | 2.4.5 | Energy Savings (MWh) | 0.045 | 0.045 | 0.045 | 0.045 | 0.045 | 0.225
|  | Summer Demand Reduction (MW) | 6.6871e-06 | 6.6871e-06 | 6.6871e-06 | 6.6871e-06 | 6.6871e-06 | 3.3436e-05
|  | Winter Demand Reduction (MW) | 5.0017e-06 | 5.0017e-06 | 5.0017e-06 | 5.0017e-06 | 5.0017e-06 | 2.5008e-05
|  | Projected Participation | 1 | 1 | 1 | 1 | 1 | 5
Clothes Washer/Dryer Combo | 2.4.8 & 2.4.9 | Energy Savings (MWh) | 21.7641 | 21.7641 | 21.7641 | 21.7641 | 21.7641 | 108.8205
|  | Summer Demand Reduction (MW) | 0.0034469 | 0.0034469 | 0.0034469 | 0.0034469 | 0.0034469 | 0.017234
|  | Winter Demand Reduction (MW) | 0.0034657 | 0.0034657 | 0.0034657 | 0.0034657 | 0.0034657 | 0.017328
|  | Projected Participation | 150 | 150 | 150 | 150 | 150 | 750
LED Linear | 2.1.1 | Energy Savings (MWh) | 101.3164 | 101.3164 | 101.3164 | 101.3164 | 101.3164 | 506.5818
|  | Summer Demand Reduction (MW) | 0.017443 | 0.017443 | 0.017443 | 0.017443 | 0.017443 | 0.087216
|  | Winter Demand Reduction (MW) | 0.017336 | 0.017336 | 0.017336 | 0.017336 | 0.017336 | 0.086682
|  | Projected Participation | 5000 | 5000 | 5000 | 5000 | 5000 | 25000
LED Nightlights (Mrktplace) | 2.1.3 | Energy Savings (MWh) | 107.1429 | 107.1429 | 107.1429 | 107.1429 | 107.1429 | 535.7143
|  | Summer Demand Reduction (MW) | 0 | 0 | 0 | 0 | 0 | 0
|  | Winter Demand Reduction (MW) | 0 | 0 | 0 | 0 | 0 | 0
|  | Projected Participation | 7500 | 7500 | 7500 | 7500 | 7500 | 37500
Holiday Lights (Mrktplace) | 2.1.4 | Energy Savings (MWh) | 132 | 132 | 132 | 132 | 132 | 660
|  | Summer Demand Reduction (MW) | 0 | 0 | 0 | 0 | 0 | 0
|  | Winter Demand Reduction (MW) | 0 | 0 | 0 | 0 | 0 | 0
|  | Projected Participation | 10000 | 10000 | 10000 | 10000 | 10000 | 50000
Smart Strip Plug Outlet | 2.5.1 | Energy Savings (MWh) | 311.8528 | 311.8528 | 311.8528 | 311.8528 | 311.8528 | 1559.2638
|  | Summer Demand Reduction (MW) | 0.039127 | 0.039127 | 0.039127 | 0.039127 | 0.039127 | 0.19563
|  | Winter Demand Reduction (MW) | 0.049571 | 0.049571 | 0.049571 | 0.049571 | 0.049571 | 0.24785
|  | Projected Participation | 2750 | 2750 | 2750 | 2750 | 2750 | 13750
Residential Occupancy Sensor | 2.1.2 | Energy Savings (MWh) | 20.3236 | 20.3236 | 20.3236 | 20.3236 | 20.3236 | 101.6179
|  | Summer Demand Reduction (MW) | 0.0028372 | 0.0028372 | 0.0028372 | 0.0028372 | 0.0028372 | 0.014186
|  | Winter Demand Reduction (MW) | 0.0027607 | 0.0027607 | 0.0027607 | 0.0027607 | 0.0027607 | 0.013804
|  | Projected Participation | 1000 | 1000 | 1000 | 1000 | 1000 | 5000
LED Linear (Mrktplace) | 2.1.1 | Energy Savings (MWh) | 101.3164 | 101.3164 | 101.3164 | 101.3164 | 101.3164 | 506.5818
|  | Summer Demand Reduction (MW) | 0.017443 | 0.017443 | 0.017443 | 0.017443 | 0.017443 | 0.087216
|  | Winter Demand Reduction (MW) | 0.017336 | 0.017336 | 0.017336 | 0.017336 | 0.017336 | 0.086682
|  | Projected Participation | 5000 | 5000 | 5000 | 5000 | 5000 | 25000
Agricultural Process Lighting | 3.1.7 | Energy Savings (MWh) | 0.036421 | 0.036421 | 0.036421 | 0.036421 | 0.036421 | 0.1821
|  | Summer Demand Reduction (MW) | 4.8103e-06 | 4.8103e-06 | 4.8103e-06 | 4.8103e-06 | 4.8103e-06 | 2.4052e-05
|  | Winter Demand Reduction (MW) | 4.0053e-06 | 4.0053e-06 | 4.0053e-06 | 4.0053e-06 | 4.0053e-06 | 2.0026e-05
|  | Projected Participation | 1 | 1 | 1 | 1 | 1 | 5
Auto Milker Takeoff | 4.1.1 | Energy Savings (MWh) | 1.938 | 1.938 | 1.938 | 1.938 | 1.938 | 9.69
|  | Summer Demand Reduction (MW) | 0.00036058 | 0.00036058 | 0.00036058 | 0.00036058 | 0.00036058 | 0.0018029
|  | Winter Demand Reduction (MW) | 0.00036058 | 0.00036058 | 0.00036058 | 0.00036058 | 0.00036058 | 0.0018029
|  | Projected Participation | 1 | 1 | 1 | 1 | 1 | 5
Dairy Scroll Compressor | 4.1.2 | Energy Savings (MWh) | 0.79729 | 0.79729 | 0.79729 | 0.79729 | 0.79729 | 3.9864
|  | Summer Demand Reduction (MW) | 0.00014834 | 0.00014834 | 0.00014834 | 0.00014834 | 0.00014834 | 0.00074171
|  | Winter Demand Reduction (MW) | 0.00014834 | 0.00014834 | 0.00014834 | 0.00014834 | 0.00014834 | 0.00074171
|  | Projected Participation | 1 | 1 | 1 | 1 | 1 | 5
HE Ventilation Fans | 4.1.3 | Energy Savings (MWh) | 3.2781 | 3.2781 | 3.2781 | 3.2781 | 3.2781 | 16.3907
|  | Summer Demand Reduction (MW) | 0.00070679 | 0.00070679 | 0.00070679 | 0.00070679 | 0.00070679 | 0.003534
|  | Winter Demand Reduction (MW) | 0 | 0 | 0 | 0 | 0 | 0
|  | Projected Participation | 5 | 5 | 5 | 5 | 5 | 25
Heat Reclaimer | 4.1.4 | Energy Savings (MWh) | 5.0554 | 5.0554 | 5.0554 | 5.0554 | 5.0554 | 25.2769
|  | Summer Demand Reduction (MW) | 0.00094059 | 0.00094059 | 0.00094059 | 0.00094059 | 0.00094059 | 0.004703
|  | Winter Demand Reduction (MW) | 0.00099592 | 0.00099592 | 0.00099592 | 0.00099592 | 0.00099592 | 0.0049796
|  | Projected Participation | 1 | 1 | 1 | 1 | 1 | 5
High Volume Low Speed Fan | 4.1.5 | Energy Savings (MWh) | 43.0007 | 43.0007 | 43.0007 | 43.0007 | 43.0007 | 215.0037
|  | Summer Demand Reduction (MW) | 0.023531 | 0.023531 | 0.023531 | 0.023531 | 0.023531 | 0.11766
|  | Winter Demand Reduction (MW) | 0 | 0 | 0 | 0 | 0 | 0
|  | Projected Participation | 5 | 5 | 5 | 5 | 5 | 25
Livestock Waterer | 4.1.6 | Energy Savings (MWh) | 1.004 | 1.004 | 1.004 | 1.004 | 1.004 | 5.02
|  | Summer Demand Reduction (MW) | 0 | 0 | 0 | 0 | 0 | 0
|  | Winter Demand Reduction (MW) | 0.00043778 | 0.00043778 | 0.00043778 | 0.00043778 | 0.00043778 | 0.0021889
|  | Projected Participation | 1 | 1 | 1 | 1 | 1 | 5
Dairy Vac Pump VSD Control | 4.1.7 | Energy Savings (MWh) | 10.0763 | 10.0763 | 10.0763 | 10.0763 | 10.0763 | 50.3813
|  | Summer Demand Reduction (MW) | 0.0015439 | 0.0015439 | 0.0015439 | 0.0015439 | 0.0015439 | 0.0077196
|  | Winter Demand Reduction (MW) | 0.0015439 | 0.0015439 | 0.0015439 | 0.0015439 | 0.0015439 | 0.0077196
|  | Projected Participation | 1 | 1 | 1 | 1 | 1 | 5
Low Pressure Irrigation | 4.1.8 | Energy Savings (MWh) | 12.9848 | 12.9848 | 12.9848 | 12.9848 | 12.9848 | 64.9238
|  | Summer Demand Reduction (MW) | 0.036949 | 0.036949 | 0.036949 | 0.036949 | 0.036949 | 0.18475
|  | Winter Demand Reduction (MW) | 0 | 0 | 0 | 0 | 0 | 0
|  | Projected Participation | 1 | 1 | 1 | 1 | 1 | 5
Custom - Agricultural | 1.17 | Energy Savings (MWh) | 100 | 100 | 100 | 100 | 100 | 500
|  | Summer Demand Reduction (MW) | 0.010945 | 0.010945 | 0.010945 | 0.010945 | 0.010945 | 0.054723
|  | Winter Demand Reduction (MW) | 0.010945 | 0.010945 | 0.010945 | 0.010945 | 0.010945 | 0.054723
|  | Projected Participation | 1 | 1 | 1 | 1 | 1 | 5
Engine Block Heater Timer | 3.11.2 | Energy Savings (MWh) | 0.73769 | 0.73769 | 0.73769 | 0.73769 | 0.73769 | 3.6884
|  | Summer Demand Reduction (MW) | 0 | 0 | 0 | 0 | 0 | 0
|  | Winter Demand Reduction (MW) | 0 | 0 | 0 | 0 | 0 | 0
|  | Projected Participation | 1 | 1 | 1 | 1 | 1 | 5
Heat Pump - Eff | 2.2.1 & 2.2.2 | Energy Savings (MWh) | 141.6375 | 141.6375 | 141.6375 | 141.6375 | 141.6375 | 708.1876
|  | Summer Demand Reduction (MW) | 0.020282 | 0.020282 | 0.020282 | 0.020282 | 0.020282 | 0.10141
|  | Winter Demand Reduction (MW) | 0.028036 | 0.028036 | 0.028036 | 0.028036 | 0.028036 | 0.14018
|  | Projected Participation | 250 | 250 | 250 | 250 | 250 | 1250
Heat Pump - Most Eff | 2.2.1 & 2.2.2 | Energy Savings (MWh) | 36.6788 | 36.6788 | 36.6788 | 36.6788 | 36.6788 | 183.3938
|  | Summer Demand Reduction (MW) | 0.00206 | 0.00206 | 0.00206 | 0.00206 | 0.00206 | 0.0103
|  | Winter Demand Reduction (MW) | 0.0057963 | 0.0057963 | 0.0057963 | 0.0057963 | 0.0057963 | 0.028981
|  | Projected Participation | 25 | 25 | 25 | 25 | 25 | 125
Central Air Conditioner - Eff | 2.2.1 & 2.2.2 | Energy Savings (MWh) | 88.9108 | 88.9108 | 88.9108 | 88.9108 | 88.9108 | 444.554
|  | Summer Demand Reduction (MW) | 0.044231 | 0.044231 | 0.044231 | 0.044231 | 0.044231 | 0.22115
|  | Winter Demand Reduction (MW) | 0 | 0 | 0 | 0 | 0 | 0
|  | Projected Participation | 300 | 300 | 300 | 300 | 300 | 1500
Central Air Conditioner - Most Eff | 2.2.1 & 2.2.2 | Energy Savings (MWh) | 5.9566 | 5.9566 | 5.9566 | 5.9566 | 5.9566 | 29.7829
|  | Summer Demand Reduction (MW) | 0.0017827 | 0.0017827 | 0.0017827 | 0.0017827 | 0.0017827 | 0.0089134
|  | Winter Demand Reduction (MW) | 0 | 0 | 0 | 0 | 0 | 0
|  | Projected Participation | 10 | 10 | 10 | 10 | 10 | 50
Ductless Mini-Split Heat Pump | 2.2.1 & 2.2.2 | Energy Savings (MWh) | 127.8176 | 127.8176 | 127.8176 | 127.8176 | 127.8176 | 639.0879
|  | Summer Demand Reduction (MW) | 0.010736 | 0.010736 | 0.010736 | 0.010736 | 0.010736 | 0.053678
|  | Winter Demand Reduction (MW) | 0.024614 | 0.024614 | 0.024614 | 0.024614 | 0.024614 | 0.12307
|  | Projected Participation | 125 | 125 | 125 | 125 | 125 | 625
PTAC | 2.2.1 & 2.2.2 | Energy Savings (MWh) | 8.6687 | 8.6687 | 8.6687 | 8.6687 | 8.6687 | 43.3435
|  | Summer Demand Reduction (MW) | 0.004996 | 0.004996 | 0.004996 | 0.004996 | 0.004996 | 0.02498
|  | Winter Demand Reduction (MW) | 0 | 0 | 0 | 0 | 0 | 0
|  | Projected Participation | 50 | 50 | 50 | 50 | 50 | 250
PTHP | 2.2.1 & 2.2.2 | Energy Savings (MWh) | 17.6207 | 17.6207 | 17.6207 | 17.6207 | 17.6207 | 88.1034
|  | Summer Demand Reduction (MW) | 0.0079935 | 0.0079935 | 0.0079935 | 0.0079935 | 0.0079935 | 0.039968
|  | Winter Demand Reduction (MW) | 0.0012412 | 0.0012412 | 0.0012412 | 0.0012412 | 0.0012412 | 0.0062058
|  | Projected Participation | 80 | 80 | 80 | 80 | 80 | 400
Heat Pump - Water & GeoT | 2.2.1 & 2.2.2 | Energy Savings (MWh) | 83.3861 | 83.3861 | 83.3861 | 83.3861 | 83.3861 | 416.9307
|  | Summer Demand Reduction (MW) | 0.026903 | 0.026903 | 0.026903 | 0.026903 | 0.026903 | 0.13452
|  | Winter Demand Reduction (MW) | 0.031348 | 0.031348 | 0.031348 | 0.031348 | 0.031348 | 0.15674
|  | Projected Participation | 55 | 55 | 55 | 55 | 55 | 275
Furnace Fan (Retrofit or New to ECM) | 2.2.4 | Energy Savings (MWh) | 4.8874 | 4.8874 | 4.8874 | 4.8874 | 4.8874 | 24.4368
|  | Summer Demand Reduction (MW) | 0.0012294 | 0.0012294 | 0.0012294 | 0.0012294 | 0.0012294 | 0.006147
|  | Winter Demand Reduction (MW) | 0.0011665 | 0.0011665 | 0.0011665 | 0.0011665 | 0.0011665 | 0.0058324
|  | Projected Participation | 25 | 25 | 25 | 25 | 25 | 125
Smart Thermostat - HVAC | 2.2.12 | Energy Savings (MWh) | 7.9415 | 7.9415 | 7.9415 | 7.9415 | 7.9415 | 39.7076
|  | Summer Demand Reduction (MW) | 0.001221 | 0.001221 | 0.001221 | 0.001221 | 0.001221 | 0.0061052
|  | Winter Demand Reduction (MW) | 0.00078465 | 0.00078465 | 0.00078465 | 0.00078465 | 0.00078465 | 0.0039232
|  | Projected Participation | 25 | 25 | 25 | 25 | 25 | 125
AC or HP Maintenance | 2.2.6 | Energy Savings (MWh) | 101.9912 | 101.9912 | 101.9912 | 101.9912 | 101.9912 | 509.9561
|  | Summer Demand Reduction (MW) | 0.044295 | 0.044295 | 0.044295 | 0.044295 | 0.044295 | 0.22147
|  | Winter Demand Reduction (MW) | 0 | 0 | 0 | 0 | 0 | 0
|  | Projected Participation | 800 | 800 | 800 | 800 | 800 | 4000
HE Bathroom Fans | 2.2.14 | Energy Savings (MWh) | 0.1195 | 0.1195 | 0.1195 | 0.1195 | 0.1195 | 0.5975
|  | Summer Demand Reduction (MW) | 1.4775e-05 | 1.4775e-05 | 1.4775e-05 | 1.4775e-05 | 1.4775e-05 | 7.3876e-05
|  | Winter Demand Reduction (MW) | 2.3531e-05 | 2.3531e-05 | 2.3531e-05 | 2.3531e-05 | 2.3531e-05 | 0.00011765
|  | Projected Participation | 5 | 5 | 5 | 5 | 5 | 25
Window Heat Pump | 2.2.9 | Energy Savings (MWh) | 39.938 | 39.938 | 39.938 | 39.938 | 39.938 | 199.6899
|  | Summer Demand Reduction (MW) | 0.005208 | 0.005208 | 0.005208 | 0.005208 | 0.005208 | 0.02604
|  | Winter Demand Reduction (MW) | 0.080407 | 0.080407 | 0.080407 | 0.080407 | 0.080407 | 0.40203
|  | Projected Participation | 100 | 100 | 100 | 100 | 100 | 500
REH to Heat Pump | 2.2.1 & 2.2.2 | Energy Savings (MWh) | 3214.588 | 3214.588 | 3214.588 | 3214.588 | 3214.588 | 16072.9401
|  | Summer Demand Reduction (MW) | 0.066346 | 0.066346 | 0.066346 | 0.066346 | 0.066346 | 0.33173
|  | Winter Demand Reduction (MW) | 1.0854 | 1.0854 | 1.0854 | 1.0854 | 1.0854 | 5.4269
|  | Projected Participation | 450 | 450 | 450 | 450 | 450 | 2250
REH to DMS Heat Pump | 2.2.1 & 2.2.2 | Energy Savings (MWh) | 2367.1969 | 2367.1969 | 2367.1969 | 2367.1969 | 2367.1969 | 11835.9846
|  | Summer Demand Reduction (MW) | 0.05153 | 0.05153 | 0.05153 | 0.05153 | 0.05153 | 0.25765
|  | Winter Demand Reduction (MW) | 0.91554 | 0.91554 | 0.91554 | 0.91554 | 0.91554 | 4.5777
|  | Projected Participation | 600 | 600 | 600 | 600 | 600 | 3000
REH to PTHP | 2.2.1 & 2.2.2 | Energy Savings (MWh) | 89.8937 | 89.8937 | 89.8937 | 89.8937 | 89.8937 | 449.4683
|  | Summer Demand Reduction (MW) | 0.002498 | 0.002498 | 0.002498 | 0.002498 | 0.002498 | 0.01249
|  | Winter Demand Reduction (MW) | 0.028312 | 0.028312 | 0.028312 | 0.028312 | 0.028312 | 0.14156
|  | Projected Participation | 25 | 25 | 25 | 25 | 25 | 125
Solar | 2.8.3 | Energy Savings (MWh) | 10107.92 | 10107.92 | 10107.92 | 10107.92 | 10107.92 | 50539.6
|  | Summer Demand Reduction (MW) | 2.6154 | 2.6154 | 2.6154 | 2.6154 | 2.6154 | 13.0769
|  | Winter Demand Reduction (MW) | 0.34711 | 0.34711 | 0.34711 | 0.34711 | 0.34711 | 1.7355
|  | Projected Participation | 8000 | 8000 | 8000 | 8000 | 8000 | 40000
Comprehensive Audit | Actuals & 2.6 | Energy Savings (MWh) | 570.0269 | 570.0269 | 570.0269 | 820.8387 | 820.8387 | 3351.7581
|  | Summer Demand Reduction (MW) | 0.10945 | 0.10945 | 0.10945 | 0.1576 | 0.1576 | 0.64354
|  | Winter Demand Reduction (MW) | 0.17949 | 0.17949 | 0.17949 | 0.25847 | 0.25847 | 1.0554
|  | Projected Participation | 400 | 400 | 400 | 576 | 576 | 2352
Comp Audit - Solar | 2.8.3 | Energy Savings (MWh) | 25.2698 | 25.2698 | 25.2698 | 25.2698 | 25.2698 | 126.349
|  | Summer Demand Reduction (MW) | 0.0065384 | 0.0065384 | 0.0065384 | 0.0065384 | 0.0065384 | 0.032692
|  | Winter Demand Reduction (MW) | 0.00086777 | 0.00086777 | 0.00086777 | 0.00086777 | 0.00086777 | 0.0043388
|  | Projected Participation | 20 | 20 | 20 | 20 | 20 | 100
Comp Audit - Heat Pump - Eff | 2.2.1 & 2.2.2 | Energy Savings (MWh) | 56.655 | 56.655 | 56.655 | 81.5832 | 81.5832 | 333.1315
|  | Summer Demand Reduction (MW) | 0.0082084 | 0.0082084 | 0.0082084 | 0.01182 | 0.01182 | 0.048266
|  | Winter Demand Reduction (MW) | 0.011214 | 0.011214 | 0.011214 | 0.016149 | 0.016149 | 0.065941
|  | Projected Participation | 100 | 100 | 100 | 144 | 144 | 588
Comp Audit - CAC - Eff | 2.2.1 & 2.2.2 | Energy Savings (MWh) | 29.6369 | 29.6369 | 29.6369 | 42.6772 | 42.6772 | 174.2652
|  | Summer Demand Reduction (MW) | 0.015322 | 0.015322 | 0.015322 | 0.022064 | 0.022064 | 0.090096
|  | Winter Demand Reduction (MW) | 0 | 0 | 0 | 0 | 0 | 0
|  | Projected Participation | 100 | 100 | 100 | 144 | 144 | 588
Comp Audit - HPWH | 2.3.1 | Energy Savings (MWh) | 23.1 | 23.1 | 23.1 | 33.264 | 33.264 | 135.828
|  | Summer Demand Reduction (MW) | 0.0027361 | 0.0027361 | 0.0027361 | 0.0039401 | 0.0039401 | 0.016089
|  | Winter Demand Reduction (MW) | 0.0044435 | 0.0044435 | 0.0044435 | 0.0063986 | 0.0063986 | 0.026128
|  | Projected Participation | 100 | 100 | 100 | 144 | 144 | 588
MF - Tenant - DI - Res | Sec 2.1, 2.2.6, 2.2.12, 2.3.3 to 2.3.8 | Energy Savings (MWh) | 23.3437 | 23.3437 | 23.3437 | 28.2667 | 28.2667 | 126.5645
|  | Summer Demand Reduction (MW) | 0.0028168 | 0.0028168 | 0.0028168 | 0.0034109 | 0.0034109 | 0.015272
|  | Winter Demand Reduction (MW) | 0.003653 | 0.003653 | 0.003653 | 0.0044234 | 0.0044234 | 0.019806
|  | Projected Participation | 200 | 200 | 200 | 242.178 | 242.178 | 1084.356
MF - Common - DI - Res | 3.1.1, 3.1.3, 3.6.1, 2.4.9, 2.3.1 | Energy Savings (MWh) | 95.2 | 95.2 | 95.2 | 115.2767 | 115.2767 | 516.1535
|  | Summer Demand Reduction (MW) | 0.012783 | 0.012783 | 0.012783 | 0.015479 | 0.015479 | 0.069308
|  | Winter Demand Reduction (MW) | 0.013309 | 0.013309 | 0.013309 | 0.016115 | 0.016115 | 0.072156
|  | Projected Participation | 8 | 8 | 8 | 9.6871 | 9.6871 | 43.3742
MF - Tenant - Prescriptive - Res | 2.3.1 | Energy Savings (MWh) | 0 | 0 | 0 | 0 | 0 | 0
|  | Summer Demand Reduction (MW) | 0 | 0 | 0 | 0 | 0 | 0
|  | Winter Demand Reduction (MW) | 0 | 0 | 0 | 0 | 0 | 0
|  | Projected Participation | 0 | 0 | 0 | 0 | 0 | 0
MF - Common - Prescriptive - Res | 2.4.8 | Energy Savings (MWh) | 0 | 0 | 0 | 0 | 0 | 0
|  | Summer Demand Reduction (MW) | 0 | 0 | 0 | 0 | 0 | 0
|  | Winter Demand Reduction (MW) | 0 | 0 | 0 | 0 | 0 | 0
|  | Projected Participation | 0 | 0 | 0 | 0 | 0 | 0
MF - Tenant - Custom - Res | 1.17 & 3.10 | Energy Savings (MWh) | 0 | 0 | 0 | 0 | 0 | 0
|  | Summer Demand Reduction (MW) | 0 | 0 | 0 | 0 | 0 | 0
|  | Winter Demand Reduction (MW) | 0 | 0 | 0 | 0 | 0 | 0
|  | Projected Participation | 0 | 0 | 0 | 0 | 0 | 0
MF - Common - Custom - Res | 1.17 & 3.10 | Energy Savings (MWh) | 0 | 0 | 0 | 0 | 0 | 0
|  | Summer Demand Reduction (MW) | 0 | 0 | 0 | 0 | 0 | 0
|  | Winter Demand Reduction (MW) | 0 | 0 | 0 | 0 | 0 | 0
|  | Projected Participation | 0 | 0 | 0 | 0 | 0 | 0
Behavioral Ph5 Yr 1 | CSP & 2.7.3 | Energy Savings (MWh) | 11454.13 | 0 | 0 | 0 | 0 | 11454.13
|  | Summer Demand Reduction (MW) | 2.3323 | 0 | 0 | 0 | 0 | 2.3323
|  | Winter Demand Reduction (MW) | 2.3323 | 0 | 0 | 0 | 0 | 2.3323
|  | Projected Participation | 368300 | 0 | 0 | 0 | 0 | 368300
Behavioral Ph5 Yr 2 | CSP & 2.7.3 | Energy Savings (MWh) | 0 | 23522.19 | 0 | 0 | 0 | 23522.19
|  | Summer Demand Reduction (MW) | 0 | 4.3089 | 0 | 0 | 0 | 4.3089
|  | Winter Demand Reduction (MW) | 0 | 4.3089 | 0 | 0 | 0 | 4.3089
|  | Projected Participation | 0 | 426900 | 0 | 0 | 0 | 426900
Behavioral Ph5 Yr 3 | CSP & 2.7.3 | Energy Savings (MWh) | 0 | 0 | 15485.94 | 0 | 0 | 15485.94
|  | Summer Demand Reduction (MW) | 0 | 0 | 3.418 | 0 | 0 | 3.418
|  | Winter Demand Reduction (MW) | 0 | 0 | 3.418 | 0 | 0 | 3.418
|  | Projected Participation | 0 | 0 | 341100 | 0 | 0 | 341100
Behavioral Ph5 Yr 4 | CSP & 2.7.3 | Energy Savings (MWh) | 0 | 0 | 0 | 22625.28 | 0 | 22625.28
|  | Summer Demand Reduction (MW) | 0 | 0 | 0 | 3.5822 | 0 | 3.5822
|  | Winter Demand Reduction (MW) | 0 | 0 | 0 | 3.5822 | 0 | 3.5822
|  | Projected Participation | 0 | 0 | 0 | 392800 | 0 | 392800
Behavioral Ph5 Yr 5 | CSP & 2.7.3 | Energy Savings (MWh) | 0 | 0 | 0 | 0 | 17110.562 | 17110.562
|  | Summer Demand Reduction (MW) | 0 | 0 | 0 | 0 | 1.8515 | 1.8515
|  | Winter Demand Reduction (MW) | 0 | 0 | 0 | 0 | 1.8515 | 1.8515
|  | Projected Participation | 0 | 0 | 0 | 0 | 365610.3 | 365610.3
On-Line Audit | CSP & 2.7.3 | Energy Savings (MWh) | 360 | 360 | 360 | 360 | 360 | 1800
|  | Summer Demand Reduction (MW) | 0.026267 | 0.026267 | 0.026267 | 0.026267 | 0.026267 | 0.13134
|  | Winter Demand Reduction (MW) | 0.021014 | 0.021014 | 0.021014 | 0.021014 | 0.021014 | 0.10507
|  | Projected Participation | 2400 | 2400 | 2400 | 2400 | 2400 | 12000
NC -Townhouse and duplex units | 2.7.1 | Energy Savings (MWh) | 184.6055 | 184.6055 | 184.6055 | 184.6055 | 184.6055 | 923.0277
|  | Summer Demand Reduction (MW) | 0.023762 | 0.023762 | 0.023762 | 0.023762 | 0.023762 | 0.11881
|  | Winter Demand Reduction (MW) | 0.037212 | 0.037212 | 0.037212 | 0.037212 | 0.037212 | 0.18606
|  | Projected Participation | 120 | 120 | 120 | 120 | 120 | 600
NC - Two-on-Two condominium units | 2.7.1 | Energy Savings (MWh) | 184.6055 | 184.6055 | 184.6055 | 184.6055 | 184.6055 | 923.0277
|  | Summer Demand Reduction (MW) | 0.023762 | 0.023762 | 0.023762 | 0.023762 | 0.023762 | 0.11881
|  | Winter Demand Reduction (MW) | 0.037212 | 0.037212 | 0.037212 | 0.037212 | 0.037212 | 0.18606
|  | Projected Participation | 120 | 120 | 120 | 120 | 120 | 600
NC - Single-family detached units | 2.7.1 | Energy Savings (MWh) | 2840.0852 | 2840.0852 | 2840.0852 | 2840.0852 | 2840.0852 | 14200.4258
|  | Summer Demand Reduction (MW) | 0.36557 | 0.36557 | 0.36557 | 0.36557 | 0.36557 | 1.8279
|  | Winter Demand Reduction (MW) | 0.57249 | 0.57249 | 0.57249 | 0.57249 | 0.57249 | 2.8625
|  | Projected Participation | 1200 | 1200 | 1200 | 1200 | 1200 | 6000
NC - Multi Family Low Rise | 2.7.1 | Energy Savings (MWh) | 397.6119 | 397.6119 | 397.6119 | 397.6119 | 397.6119 | 1988.0596
|  | Summer Demand Reduction (MW) | 0.05118 | 0.05118 | 0.05118 | 0.05118 | 0.05118 | 0.2559
|  | Winter Demand Reduction (MW) | 0.080149 | 0.080149 | 0.080149 | 0.080149 | 0.080149 | 0.40074
|  | Projected Participation | 280 | 280 | 280 | 280 | 280 | 1400
NC - Manufactured Housing | 2.7.1 | Energy Savings (MWh) | 304.8358 | 304.8358 | 304.8358 | 304.8358 | 304.8358 | 1524.179
|  | Summer Demand Reduction (MW) | 0.039238 | 0.039238 | 0.039238 | 0.039238 | 0.039238 | 0.19619
|  | Winter Demand Reduction (MW) | 0.061448 | 0.061448 | 0.061448 | 0.061448 | 0.061448 | 0.30724
|  | Projected Participation | 184 | 184 | 184 | 184 | 184 | 920
NC - Multi Family High Rise | 2.7.1 | Energy Savings (MWh) | 0 | 0 | 0 | 0 | 0 | 0
|  | Summer Demand Reduction (MW) | 0 | 0 | 0 | 0 | 0 | 0
|  | Winter Demand Reduction (MW) | 0 | 0 | 0 | 0 | 0 | 0
|  | Projected Participation | 0 | 0 | 0 | 0 | 0 | 0
Behavioral DLS & DR | CSP & 2.9.1 | Energy Savings (MWh) | 0 | 0 | 0 | 0 | 0 | 0
|  | Summer Demand Reduction (MW) | 7.1578 | 7.1578 | 7.1578 | 7.1578 | 7.1578 | 35.7888
|  | Winter Demand Reduction (MW) | 7.1578 | 7.1578 | 7.1578 | 7.1578 | 7.1578 | 35.7888
|  | Projected Participation | 600000 | 600000 | 600000 | 600000 | 600000 | 3000000
Managed Charging | CSP & 2.9.1 | Energy Savings (MWh) | 0 | 0 | 0 | 0 | 0 | 0
|  | Summer Demand Reduction (MW) | 0.49251 | 0.54723 | 0.65668 | 0.76612 | 0.87557 | 3.3381
|  | Winter Demand Reduction (MW) | 0.49251 | 0.54723 | 0.65668 | 0.76612 | 0.87557 | 3.3381
|  | Projected Participation | 2250 | 2500 | 3000 | 3500 | 4000 | 15250
Storage | CSP & 2.9.1 | Energy Savings (MWh) | 0 | 0 | 0 | 0 | 0 | 0
|  | Summer Demand Reduction (MW) | 1.0288 | 1.1574 | 1.286 | 1.4146 | 1.5432 | 6.4299
|  | Winter Demand Reduction (MW) | 2.0576 | 2.3148 | 2.572 | 2.8292 | 3.0864 | 12.8599
|  | Projected Participation | 400 | 450 | 500 | 550 | 600 | 2500
Thermostat DR | CSP & 2.9.1 | Energy Savings (MWh) | 0 | 0 | 0 | 0 | 0 | 0
|  | Summer Demand Reduction (MW) | 0 | 1.3243 | 1.9262 | 2.167 | 2.4078 | 7.8254
|  | Winter Demand Reduction (MW) | 0 | 2.2874 | 3.3272 | 3.7431 | 4.1589 | 13.5166
|  | Projected Participation | 0 | 5500 | 8000 | 9000 | 10000 | 32500
Thermostat DLS-Summer | CSP & 2.9.1 | Energy Savings (MWh) | 0 | 0 | 0 | 0 | 0 | 0
|  | Summer Demand Reduction (MW) | 0.65711 | 1.5563 | 2.248 | 2.4209 | 2.5074 | 9.3898
|  | Winter Demand Reduction (MW) | 0 | 0 | 0 | 0 | 0 | 0
|  | Projected Participation | 3800 | 9000 | 13000 | 14000 | 14500 | 54300
Thermostat DLS-Winter | CSP & 2.9.1 | Energy Savings (MWh) | 0 | 0 | 0 | 0 | 0 | 0
|  | Summer Demand Reduction (MW) | 0 | 0 | 0 | 0 | 0 | 0
|  | Winter Demand Reduction (MW) | 2.6103 | 4.3505 | 6.3807 | 6.6707 | 6.9608 | 26.973
|  | Projected Participation | 4500 | 7500 | 11000 | 11500 | 12000 | 46500
Front of Meter Measures - Res | 1.17 | Energy Savings (MWh) | 0 | 0 | 0 | 0 | 0 | 0
|  | Summer Demand Reduction (MW) | 0 | 0 | 0 | 0 | 0 | 0
|  | Winter Demand Reduction (MW) | 0 | 0 | 0 | 0 | 0 | 0
|  | Projected Participation | 1 | 1 | 1 | 1 | 1 | 5
Customer Engagement - LI | Sec 2.1, 2.2.6, 2.2.12, 2.3.3 to 2.3.8 | Energy Savings (MWh) | 837.9542 | 837.9542 | 837.9542 | 837.9542 | 837.9542 | 4189.7712
|  | Summer Demand Reduction (MW) | 0.108 | 0.108 | 0.108 | 0.108 | 0.108 | 0.53998
|  | Winter Demand Reduction (MW) | 0.13435 | 0.13435 | 0.13435 | 0.13435 | 0.13435 | 0.67175
|  | Projected Participation | 8000 | 8000 | 8000 | 8000 | 8000 | 40000
LIURP Lookback - LI | 2.2.1 & 2.2.2 | Energy Savings (MWh) | 431.4896 | 431.4896 | 431.4896 | 431.4896 | 431.4896 | 2157.4479
|  | Summer Demand Reduction (MW) | 0.01199 | 0.01199 | 0.01199 | 0.01199 | 0.01199 | 0.059952
|  | Winter Demand Reduction (MW) | 0.1359 | 0.1359 | 0.1359 | 0.1359 | 0.1359 | 0.67949
|  | Projected Participation | 120 | 120 | 120 | 120 | 120 | 600
WARM Plus | Res Vol 2 | Energy Savings (MWh) | 2283.0746 | 2283.0746 | 2283.0746 | 2283.0746 | 2283.0746 | 11415.373
|  | Summer Demand Reduction (MW) | 0.24475 | 0.24475 | 0.24475 | 0.24475 | 0.24475 | 1.2237
|  | Winter Demand Reduction (MW) | 0.44941 | 0.44941 | 0.44941 | 0.44941 | 0.44941 | 2.2471
|  | Projected Participation | 1830 | 1830 | 1830 | 1830 | 1830 | 9150
WARM Extra Measures | Res Vol 2 | Energy Savings (MWh) | 1000 | 1000 | 1000 | 1000 | 1000 | 5000
|  | Summer Demand Reduction (MW) | 0.10945 | 0.10945 | 0.10945 | 0.10945 | 0.10945 | 0.54723
|  | Winter Demand Reduction (MW) | 0.21889 | 0.21889 | 0.21889 | 0.21889 | 0.21889 | 1.0945
|  | Projected Participation | 1000 | 1000 | 1000 | 1000 | 1000 | 5000
Freezer Recycling - LI | 2.4.3 | Energy Savings (MWh) | 302.9022 | 302.9022 | 302.9022 | 302.9022 | 302.9022 | 1514.511
|  | Summer Demand Reduction (MW) | 0.036648 | 0.036648 | 0.036648 | 0.036648 | 0.036648 | 0.18324
|  | Winter Demand Reduction (MW) | 0.026369 | 0.026369 | 0.026369 | 0.026369 | 0.026369 | 0.13185
|  | Projected Participation | 400 | 400 | 400 | 400 | 400 | 2000
Refrigerator Recycling - LI | 2.4.3 | Energy Savings (MWh) | 757.3623 | 757.3623 | 757.3623 | 757.3623 | 757.3623 | 3786.8115
|  | Summer Demand Reduction (MW) | 0.11223 | 0.11223 | 0.11223 | 0.11223 | 0.11223 | 0.56117
|  | Winter Demand Reduction (MW) | 0.084051 | 0.084051 | 0.084051 | 0.084051 | 0.084051 | 0.42025
|  | Projected Participation | 1000 | 1000 | 1000 | 1000 | 1000 | 5000
Room Air Conditioner Recycling - LI | 2.2.8 | Energy Savings (MWh) | 395.7977 | 395.7977 | 395.7977 | 395.7977 | 395.7977 | 1978.9885
|  | Summer Demand Reduction (MW) | 1.0761 | 1.0761 | 1.0761 | 1.0761 | 1.0761 | 5.3806
|  | Winter Demand Reduction (MW) | 0 | 0 | 0 | 0 | 0 | 0
|  | Projected Participation | 3750 | 3750 | 3750 | 3750 | 3750 | 18750
Dehumidifier Recycling - LI | 2.4.12 | Energy Savings (MWh) | 1842.375 | 1842.375 | 1842.375 | 1842.375 | 1842.375 | 9211.875
|  | Summer Demand Reduction (MW) | 0.71126 | 0.71126 | 0.71126 | 0.71126 | 0.71126 | 3.5563
|  | Winter Demand Reduction (MW) | 0 | 0 | 0 | 0 | 0 | 0
|  | Projected Participation | 3750 | 3750 | 3750 | 3750 | 3750 | 18750
LV Refrigerator Recycling - LI | 2.4.4 | Energy Savings (MWh) | 11.7674 | 11.7674 | 11.7674 | 11.7674 | 11.7674 | 58.837
|  | Summer Demand Reduction (MW) | 0.0017438 | 0.0017438 | 0.0017438 | 0.0017438 | 0.0017438 | 0.008719
|  | Winter Demand Reduction (MW) | 0.0013059 | 0.0013059 | 0.0013059 | 0.0013059 | 0.0013059 | 0.0065296
|  | Projected Participation | 30 | 30 | 30 | 30 | 30 | 150
Cooler Recycling - LI | 2.4.6 | Energy Savings (MWh) | 1.0401 | 1.0401 | 1.0401 | 1.0401 | 1.0401 | 5.2005
|  | Summer Demand Reduction (MW) | 0.00015413 | 0.00015413 | 0.00015413 | 0.00015413 | 0.00015413 | 0.00077066
|  | Winter Demand Reduction (MW) | 0.00011543 | 0.00011543 | 0.00011543 | 0.00011543 | 0.00011543 | 0.00057714
|  | Projected Participation | 10 | 10 | 10 | 10 | 10 | 50
Clothes Washer - LI | 2.4.8 | Energy Savings (MWh) | 335.2321 | 335.2321 | 335.2321 | 335.2321 | 335.2321 | 1676.1606
|  | Summer Demand Reduction (MW) | 0.054194 | 0.054194 | 0.054194 | 0.054194 | 0.054194 | 0.27097
|  | Winter Demand Reduction (MW) | 0.054522 | 0.054522 | 0.054522 | 0.054522 | 0.054522 | 0.27261
|  | Projected Participation | 3000 | 3000 | 3000 | 3000 | 3000 | 15000
Refrigerator - PY18 to PY20 - LI | 2.4.1 | Energy Savings (MWh) | 37.5738 | 37.5738 | 37.5738 | 0 | 0 | 112.7215
|  | Summer Demand Reduction (MW) | 0.0055681 | 0.0055681 | 0.0055681 | 0 | 0 | 0.016704
|  | Winter Demand Reduction (MW) | 0.0041699 | 0.0041699 | 0.0041699 | 0 | 0 | 0.01251
|  | Projected Participation | 500 | 500 | 500 | 0 | 0 | 1500
Refrigerator - PY21 & PY22 - LI | 2.4.1 | Energy Savings (MWh) | 0 | 0 | 0 | 0.037574 | 0.037574 | 0.075148
|  | Summer Demand Reduction (MW) | 0 | 0 | 0 | 5.5681e-06 | 5.5681e-06 | 1.1136e-05
|  | Winter Demand Reduction (MW) | 0 | 0 | 0 | 4.1699e-06 | 4.1699e-06 | 8.3398e-06
|  | Projected Participation | 0 | 0 | 0 | 5 | 5 | 10
Freezer - PY18 to PY20 - LI | 2.4.2 | Energy Savings (MWh) | 10.15 | 10.15 | 10.15 | 0 | 0 | 30.45
|  | Summer Demand Reduction (MW) | 0.0015408 | 0.0015408 | 0.0015408 | 0 | 0 | 0.0046224
|  | Winter Demand Reduction (MW) | 0.0011087 | 0.0011087 | 0.0011087 | 0 | 0 | 0.003326
|  | Projected Participation | 250 | 250 | 250 | 0 | 0 | 750
Freezer - PY21 & PY22 - LI | 2.4.2 | Energy Savings (MWh) | 0 | 0 | 0 | 0.05075 | 0.05075 | 0.1015
|  | Summer Demand Reduction (MW) | 0 | 0 | 0 | 7.7039e-06 | 7.7039e-06 | 1.5408e-05
|  | Winter Demand Reduction (MW) | 0 | 0 | 0 | 5.5433e-06 | 5.5433e-06 | 1.1087e-05
|  | Projected Participation | 0 | 0 | 0 | 5 | 5 | 10
Clothes Dryer - PY18 & PY19 - LI | 2.4.9 | Energy Savings (MWh) | 111.5471 | 111.5471 | 111.5471 | 0 | 0 | 334.6412
|  | Summer Demand Reduction (MW) | 0.016432 | 0.016432 | 0.016432 | 0 | 0 | 0.049297
|  | Winter Demand Reduction (MW) | 0.016486 | 0.016486 | 0.016486 | 0 | 0 | 0.049459
|  | Projected Participation | 1500 | 1500 | 1500 | 0 | 0 | 4500
Clothes Dryer - PY20 to PY22 - LI | 2.4.9 | Energy Savings (MWh) | 0 | 0 | 0 | 0.16675 | 0.16675 | 0.3335
|  | Summer Demand Reduction (MW) | 0 | 0 | 0 | 2.4573e-05 | 2.4573e-05 | 4.9145e-05
|  | Winter Demand Reduction (MW) | 0 | 0 | 0 | 2.4653e-05 | 2.4653e-05 | 4.9307e-05
|  | Projected Participation | 0 | 0 | 0 | 5 | 5 | 10
Air Purifier / Cleaner - LI | 2.4.14 | Energy Savings (MWh) | 193.0568 | 193.0568 | 193.0568 | 193.0568 | 193.0568 | 965.2841
|  | Summer Demand Reduction (MW) | 0.024003 | 0.024003 | 0.024003 | 0.024003 | 0.024003 | 0.12001
|  | Winter Demand Reduction (MW) | 0.030912 | 0.030912 | 0.030912 | 0.030912 | 0.030912 | 0.15456
|  | Projected Participation | 1125 | 1125 | 1125 | 1125 | 1125 | 5625
Room Air Conditioner - LI | 2.2.7 | Energy Savings (MWh) | 43.2953 | 43.2953 | 43.2953 | 43.2953 | 43.2953 | 216.4764
|  | Summer Demand Reduction (MW) | 0.080008 | 0.080008 | 0.080008 | 0.080008 | 0.080008 | 0.40004
|  | Winter Demand Reduction (MW) | 0 | 0 | 0 | 0 | 0 | 0
|  | Projected Participation | 3300 | 3300 | 3300 | 3300 | 3300 | 16500
Dehumidifier - LI | 2.4.11 | Energy Savings (MWh) | 8.8717 | 8.8717 | 8.8717 | 8.8717 | 8.8717 | 44.3587
|  | Summer Demand Reduction (MW) | 0.0018294 | 0.0018294 | 0.0018294 | 0.0018294 | 0.0018294 | 0.0091472
|  | Winter Demand Reduction (MW) | 0 | 0 | 0 | 0 | 0 | 0
|  | Projected Participation | 60 | 60 | 60 | 60 | 60 | 300
Dishwasher - LI | 2.4.10 | Energy Savings (MWh) | 49.1695 | 49.1695 | 49.1695 | 49.1695 | 49.1695 | 245.8474
|  | Summer Demand Reduction (MW) | 0.00914 | 0.00914 | 0.00914 | 0.00914 | 0.00914 | 0.0457
|  | Winter Demand Reduction (MW) | 0.014204 | 0.014204 | 0.014204 | 0.014204 | 0.014204 | 0.071019
|  | Projected Participation | 1000 | 1000 | 1000 | 1000 | 1000 | 5000
Clothes Washer/Dryer Combo - LI | 2.4.8 & 2.4.9 | Energy Savings (MWh) | 145.094 | 145.094 | 145.094 | 145.094 | 145.094 | 725.4702
|  | Summer Demand Reduction (MW) | 0.022979 | 0.022979 | 0.022979 | 0.022979 | 0.022979 | 0.1149
|  | Winter Demand Reduction (MW) | 0.023105 | 0.023105 | 0.023105 | 0.023105 | 0.023105 | 0.11552
|  | Projected Participation | 1000 | 1000 | 1000 | 1000 | 1000 | 5000
LED Linear - LI | 2.1.1 | Energy Savings (MWh) | 91.1847 | 91.1847 | 91.1847 | 91.1847 | 91.1847 | 455.9236
|  | Summer Demand Reduction (MW) | 0.015699 | 0.015699 | 0.015699 | 0.015699 | 0.015699 | 0.078494
|  | Winter Demand Reduction (MW) | 0.015603 | 0.015603 | 0.015603 | 0.015603 | 0.015603 | 0.078014
|  | Projected Participation | 4500 | 4500 | 4500 | 4500 | 4500 | 22500
LED Nightlights (Mrktplace) - LI | 2.1.3 | Energy Savings (MWh) | 42.8571 | 42.8571 | 42.8571 | 42.8571 | 42.8571 | 214.2857
|  | Summer Demand Reduction (MW) | 0 | 0 | 0 | 0 | 0 | 0
|  | Winter Demand Reduction (MW) | 0 | 0 | 0 | 0 | 0 | 0
|  | Projected Participation | 3000 | 3000 | 3000 | 3000 | 3000 | 15000
Holiday Lights (Mrktplace) - LI | 2.1.4 | Energy Savings (MWh) | 66 | 66 | 66 | 66 | 66 | 330
|  | Summer Demand Reduction (MW) | 0 | 0 | 0 | 0 | 0 | 0
|  | Winter Demand Reduction (MW) | 0 | 0 | 0 | 0 | 0 | 0
|  | Projected Participation | 5000 | 5000 | 5000 | 5000 | 5000 | 25000
Smart Strip Plug Outlet - LI | 2.5.1 | Energy Savings (MWh) | 233.8896 | 233.8896 | 233.8896 | 233.8896 | 233.8896 | 1169.4478
|  | Summer Demand Reduction (MW) | 0.029345 | 0.029345 | 0.029345 | 0.029345 | 0.029345 | 0.14673
|  | Winter Demand Reduction (MW) | 0.037178 | 0.037178 | 0.037178 | 0.037178 | 0.037178 | 0.18589
|  | Projected Participation | 2062.5 | 2062.5 | 2062.5 | 2062.5 | 2062.5 | 10312.5
Residential Occupancy Sensor - LI | 2.1.2 | Energy Savings (MWh) | 20.3236 | 20.3236 | 20.3236 | 20.3236 | 20.3236 | 101.6179
|  | Summer Demand Reduction (MW) | 0.0028372 | 0.0028372 | 0.0028372 | 0.0028372 | 0.0028372 | 0.014186
|  | Winter Demand Reduction (MW) | 0.0027607 | 0.0027607 | 0.0027607 | 0.0027607 | 0.0027607 | 0.013804
|  | Projected Participation | 1000 | 1000 | 1000 | 1000 | 1000 | 5000
LED Linear (Mrktplace) - LI | 2.1.1 | Energy Savings (MWh) | 91.1847 | 91.1847 | 91.1847 | 91.1847 | 91.1847 | 455.9236
|  | Summer Demand Reduction (MW) | 0.015699 | 0.015699 | 0.015699 | 0.015699 | 0.015699 | 0.078494
|  | Winter Demand Reduction (MW) | 0.015603 | 0.015603 | 0.015603 | 0.015603 | 0.015603 | 0.078014
|  | Projected Participation | 4500 | 4500 | 4500 | 4500 | 4500 | 22500
Heat Pump - HEAR | 2.2.1 & 2.2.2 | Energy Savings (MWh) | 2.8328 | 2.8328 | 2.8328 | 2.8328 | 2.8328 | 14.1638
|  | Summer Demand Reduction (MW) | 0.00040563 | 0.00040563 | 0.00040563 | 0.00040563 | 0.00040563 | 0.0020282
|  | Winter Demand Reduction (MW) | 0.00056072 | 0.00056072 | 0.00056072 | 0.00056072 | 0.00056072 | 0.0028036
|  | Projected Participation | 5 | 5 | 5 | 5 | 5 | 25
Heat Pump Water Heater - PY18 to PY20 - HEAR | 2.3.1 | Energy Savings (MWh) | 9.8006 | 9.8006 | 9.8006 | 0 | 0 | 29.4018
|  | Summer Demand Reduction (MW) | 0.0011342 | 0.0011342 | 0.0011342 | 0 | 0 | 0.0034026
|  | Winter Demand Reduction (MW) | 0.0018892 | 0.0018892 | 0.0018892 | 0 | 0 | 0.0056677
|  | Projected Participation | 5 | 5 | 5 | 0 | 0 | 15
Heat Pump Water Heater - PY21 & PY22 - HEAR | 2.3.1 | Energy Savings (MWh) | 0 | 0 | 0 | 0.231 | 0.231 | 0.462
|  | Summer Demand Reduction (MW) | 0 | 0 | 0 | 2.6705e-05 | 2.6705e-05 | 5.341e-05
|  | Winter Demand Reduction (MW) | 0 | 0 | 0 | 4.4435e-05 | 4.4435e-05 | 8.887e-05
|  | Projected Participation | 0 | 0 | 0 | 1 | 1 | 2
Audit / Technical Scoping Studies | 0 | Energy Savings (MWh) | 0 | 0 | 0 | 0 | 0 | 0
|  | Summer Demand Reduction (MW) | 0 | 0 | 0 | 0 | 0 | 0
|  | Winter Demand Reduction (MW) | 0 | 0 | 0 | 0 | 0 | 0
|  | Projected Participation | 10 | 10 | 10 | 10 | 10 | 50
Behavioral Ph5 Yr 1 - LI | CSP & 2.7.3 | Energy Savings (MWh) | 2872 | 0 | 0 | 0 | 0 | 2872
|  | Summer Demand Reduction (MW) | 0.37102 | 0 | 0 | 0 | 0 | 0.37102
|  | Winter Demand Reduction (MW) | 0.37102 | 0 | 0 | 0 | 0 | 0.37102
|  | Projected Participation | 43800 | 0 | 0 | 0 | 0 | 43800
Behavioral Ph5 Yr 2 - LI | CSP & 2.7.3 | Energy Savings (MWh) | 0 | 4062 | 0 | 0 | 0 | 4062
|  | Summer Demand Reduction (MW) | 0 | 0.45092 | 0 | 0 | 0 | 0.45092
|  | Winter Demand Reduction (MW) | 0 | 0.45092 | 0 | 0 | 0 | 0.45092
|  | Projected Participation | 0 | 43300 | 0 | 0 | 0 | 43300
Behavioral Ph5 Yr 3 - LI | CSP & 2.7.3 | Energy Savings (MWh) | 0 | 0 | 3653 | 0 | 0 | 3653
|  | Summer Demand Reduction (MW) | 0 | 0 | 0.47718 | 0 | 0 | 0.47718
|  | Winter Demand Reduction (MW) | 0 | 0 | 0.47718 | 0 | 0 | 0.47718
|  | Projected Participation | 0 | 0 | 49800 | 0 | 0 | 49800
Behavioral Ph5 Yr 4 - LI | CSP & 2.7.3 | Energy Savings (MWh) | 0 | 0 | 0 | 2536 | 0 | 2536
|  | Summer Demand Reduction (MW) | 0 | 0 | 0 | 0.33819 | 0 | 0.33819
|  | Winter Demand Reduction (MW) | 0 | 0 | 0 | 0.33819 | 0 | 0.33819
|  | Projected Participation | 0 | 0 | 0 | 48900 | 0 | 48900
Behavioral Ph5 Yr 5 - LI | CSP & 2.7.3 | Energy Savings (MWh) | 0 | 0 | 0 | 0 | 629.4 | 629.4
|  | Summer Demand Reduction (MW) | 0 | 0 | 0 | 0 | 0.028565 | 0.028565
|  | Winter Demand Reduction (MW) | 0 | 0 | 0 | 0 | 0.028565 | 0.028565
|  | Projected Participation | 0 | 0 | 0 | 0 | 10800 | 10800
On-Line Audit - LI | CSP & 2.7.3 | Energy Savings (MWh) | 120 | 120 | 120 | 120 | 120 | 600
|  | Summer Demand Reduction (MW) | 0.0087557 | 0.0087557 | 0.0087557 | 0.0087557 | 0.0087557 | 0.043778
|  | Winter Demand Reduction (MW) | 0.0070045 | 0.0070045 | 0.0070045 | 0.0070045 | 0.0070045 | 0.035023
|  | Projected Participation | 800 | 800 | 800 | 800 | 800 | 4000
NC -Townhouse and duplex units - LI | 2.7.1 | Energy Savings (MWh) | 7.6919 | 7.6919 | 7.6919 | 7.6919 | 7.6919 | 38.4595
|  | Summer Demand Reduction (MW) | 0.00099009 | 0.00099009 | 0.00099009 | 0.00099009 | 0.00099009 | 0.0049505
|  | Winter Demand Reduction (MW) | 0.0015505 | 0.0015505 | 0.0015505 | 0.0015505 | 0.0015505 | 0.0077525
|  | Projected Participation | 5 | 5 | 5 | 5 | 5 | 25
NC - Two-on-Two condominium units - LI | 2.7.1 | Energy Savings (MWh) | 4.6151 | 4.6151 | 4.6151 | 4.6151 | 4.6151 | 23.0757
|  | Summer Demand Reduction (MW) | 0.00059406 | 0.00059406 | 0.00059406 | 0.00059406 | 0.00059406 | 0.0029703
|  | Winter Demand Reduction (MW) | 0.0009303 | 0.0009303 | 0.0009303 | 0.0009303 | 0.0009303 | 0.0046515
|  | Projected Participation | 3 | 3 | 3 | 3 | 3 | 15
NC - Single-family detached units - LI | 2.7.1 | Energy Savings (MWh) | 4.7335 | 4.7335 | 4.7335 | 4.7335 | 4.7335 | 23.6674
|  | Summer Demand Reduction (MW) | 0.00060929 | 0.00060929 | 0.00060929 | 0.00060929 | 0.00060929 | 0.0030464
|  | Winter Demand Reduction (MW) | 0.00095415 | 0.00095415 | 0.00095415 | 0.00095415 | 0.00095415 | 0.0047708
|  | Projected Participation | 2 | 2 | 2 | 2 | 2 | 10
NC - Multi Family Low Rise - LI | 2.7.1 | Energy Savings (MWh) | 14.2004 | 14.2004 | 14.2004 | 14.2004 | 14.2004 | 71.0021
|  | Summer Demand Reduction (MW) | 0.0018279 | 0.0018279 | 0.0018279 | 0.0018279 | 0.0018279 | 0.0091393
|  | Winter Demand Reduction (MW) | 0.0028625 | 0.0028625 | 0.0028625 | 0.0028625 | 0.0028625 | 0.014312
|  | Projected Participation | 10 | 10 | 10 | 10 | 10 | 50
NC - Manufactured Housing - LI | 2.7.1 | Energy Savings (MWh) | 49.7015 | 49.7015 | 49.7015 | 49.7015 | 49.7015 | 248.5075
|  | Summer Demand Reduction (MW) | 0.0063975 | 0.0063975 | 0.0063975 | 0.0063975 | 0.0063975 | 0.031988
|  | Winter Demand Reduction (MW) | 0.010019 | 0.010019 | 0.010019 | 0.010019 | 0.010019 | 0.050093
|  | Projected Participation | 30 | 30 | 30 | 30 | 30 | 150
NC - Multi Family High Rise - LI | 2.7.1 | Energy Savings (MWh) | 1.42 | 1.42 | 1.42 | 1.42 | 1.42 | 7.1002
|  | Summer Demand Reduction (MW) | 0.00018279 | 0.00018279 | 0.00018279 | 0.00018279 | 0.00018279 | 0.00091393
|  | Winter Demand Reduction (MW) | 0.00028625 | 0.00028625 | 0.00028625 | 0.00028625 | 0.00028625 | 0.0014312
|  | Projected Participation | 1 | 1 | 1 | 1 | 1 | 5
MF - Tenant - DI - Res - LI | Sec 2.1, 2.2.6, 2.2.12, 2.3.3 to 2.3.8 | Energy Savings (MWh) | 496.0539 | 496.0539 | 496.0539 | 496.0539 | 496.0539 | 2480.2694
|  | Summer Demand Reduction (MW) | 0.059858 | 0.059858 | 0.059858 | 0.059858 | 0.059858 | 0.29929
|  | Winter Demand Reduction (MW) | 0.077626 | 0.077626 | 0.077626 | 0.077626 | 0.077626 | 0.38813
|  | Projected Participation | 4250 | 4250 | 4250 | 4250 | 4250 | 21250
MF - Common - DI - Res - LI | 3.1.1, 3.1.3, 3.6.1, 2.4.9, 2.3.1 | Energy Savings (MWh) | 1309 | 1309 | 1309 | 1309 | 1309 | 6545
|  | Summer Demand Reduction (MW) | 0.17577 | 0.17577 | 0.17577 | 0.17577 | 0.17577 | 0.87885
|  | Winter Demand Reduction (MW) | 0.18299 | 0.18299 | 0.18299 | 0.18299 | 0.18299 | 0.91497
|  | Projected Participation | 110 | 110 | 110 | 110 | 110 | 550
MF - Tenant - Prescriptive - Res - LI | 2.3.1 | Energy Savings (MWh) | 25.41 | 25.41 | 25.41 | 25.41 | 25.41 | 127.05
|  | Summer Demand Reduction (MW) | 0.0029375 | 0.0029375 | 0.0029375 | 0.0029375 | 0.0029375 | 0.014688
|  | Winter Demand Reduction (MW) | 0.0048879 | 0.0048879 | 0.0048879 | 0.0048879 | 0.0048879 | 0.024439
|  | Projected Participation | 110 | 110 | 110 | 110 | 110 | 550
MF - Common - Prescriptive - Res - LI | 2.4.8 | Energy Savings (MWh) | 12.2918 | 12.2918 | 12.2918 | 12.2918 | 12.2918 | 61.4592
|  | Summer Demand Reduction (MW) | 0.0019871 | 0.0019871 | 0.0019871 | 0.0019871 | 0.0019871 | 0.0099355
|  | Winter Demand Reduction (MW) | 0.0019991 | 0.0019991 | 0.0019991 | 0.0019991 | 0.0019991 | 0.0099957
|  | Projected Participation | 110 | 110 | 110 | 110 | 110 | 550
MF - Tenant - Custom - Res - LI | 1.17 & 3.10 | Energy Savings (MWh) | 0 | 0 | 0 | 0 | 0 | 0
|  | Summer Demand Reduction (MW) | 0 | 0 | 0 | 0 | 0 | 0
|  | Winter Demand Reduction (MW) | 0 | 0 | 0 | 0 | 0 | 0
|  | Projected Participation | 0 | 0 | 0 | 0 | 0 | 0
MF - Common - Custom - Res - LI | 1.17 & 3.10 | Energy Savings (MWh) | 0 | 0 | 0 | 0 | 0 | 0
|  | Summer Demand Reduction (MW) | 0 | 0 | 0 | 0 | 0 | 0
|  | Winter Demand Reduction (MW) | 0 | 0 | 0 | 0 | 0 | 0
|  | Projected Participation | 0 | 0 | 0 | 0 | 0 | 0
MF - Tenant - DI - SCI - LI | Sec 2.1, 2.2.6, 2.2.12, 2.3.3 to 2.3.8 | Energy Savings (MWh) | 601.1006 | 601.1006 | 601.1006 | 601.1006 | 601.1006 | 3005.503
|  | Summer Demand Reduction (MW) | 0.071111 | 0.071111 | 0.071111 | 0.071111 | 0.071111 | 0.35555
|  | Winter Demand Reduction (MW) | 0.092219 | 0.092219 | 0.092219 | 0.092219 | 0.092219 | 0.4611
|  | Projected Participation | 5150 | 5150 | 5150 | 5150 | 5150 | 25750
MF - Common - DI - SCI - LI | 3.1.1, 3.1.3, 3.6.1, 2.4.9, 2.3.1 | Energy Savings (MWh) | 2499 | 2499 | 2499 | 2499 | 2499 | 12495
|  | Summer Demand Reduction (MW) | 0.32898 | 0.32898 | 0.32898 | 0.32898 | 0.32898 | 1.6449
|  | Winter Demand Reduction (MW) | 0.3425 | 0.3425 | 0.3425 | 0.3425 | 0.3425 | 1.7125
|  | Projected Participation | 210 | 210 | 210 | 210 | 210 | 1050
MF - Tenant - Prescriptive - SCI - LI | 2.3.1 | Energy Savings (MWh) | 80.85 | 80.85 | 80.85 | 80.85 | 80.85 | 404.25
|  | Summer Demand Reduction (MW) | 0.0091634 | 0.0091634 | 0.0091634 | 0.0091634 | 0.0091634 | 0.045817
|  | Winter Demand Reduction (MW) | 0.015247 | 0.015247 | 0.015247 | 0.015247 | 0.015247 | 0.076236
|  | Projected Participation | 350 | 350 | 350 | 350 | 350 | 1750
MF - Common - Prescriptive - SCI - LI | 2.4.8 | Energy Savings (MWh) | 39.1104 | 39.1104 | 39.1104 | 39.1104 | 39.1104 | 195.5521
|  | Summer Demand Reduction (MW) | 0.0061986 | 0.0061986 | 0.0061986 | 0.0061986 | 0.0061986 | 0.030993
|  | Winter Demand Reduction (MW) | 0.0062361 | 0.0062361 | 0.0062361 | 0.0062361 | 0.0062361 | 0.031181
|  | Projected Participation | 350 | 350 | 350 | 350 | 350 | 1750
MF - Tenant - Custom - SCI - LI | 1.17 & 3.10 | Energy Savings (MWh) | 200 | 200 | 200 | 200 | 200 | 1000
|  | Summer Demand Reduction (MW) | 0.023877 | 0.023877 | 0.023877 | 0.023877 | 0.023877 | 0.11939
|  | Winter Demand Reduction (MW) | 0.023877 | 0.023877 | 0.023877 | 0.023877 | 0.023877 | 0.11939
|  | Projected Participation | 2 | 2 | 2 | 2 | 2 | 10
MF - Common - Custom - SCI - LI | 1.17 & 3.10 | Energy Savings (MWh) | 100 | 100 | 100 | 100 | 100 | 500
|  | Summer Demand Reduction (MW) | 0.011939 | 0.011939 | 0.011939 | 0.011939 | 0.011939 | 0.059693
|  | Winter Demand Reduction (MW) | 0.011939 | 0.011939 | 0.011939 | 0.011939 | 0.011939 | 0.059693
|  | Projected Participation | 1 | 1 | 1 | 1 | 1 | 5
MF - Tenant - DI - SCI | Sec 2.1, 2.2.6, 2.2.12, 2.3.3 to 2.3.8 | Energy Savings (MWh) | 11.6719 | 11.6719 | 11.6719 | 11.6719 | 11.6719 | 58.3593
|  | Summer Demand Reduction (MW) | 0.0013808 | 0.0013808 | 0.0013808 | 0.0013808 | 0.0013808 | 0.006904
|  | Winter Demand Reduction (MW) | 0.0017907 | 0.0017907 | 0.0017907 | 0.0017907 | 0.0017907 | 0.0089533
|  | Projected Participation | 100 | 100 | 100 | 100 | 100 | 500
MF - Common - DI - SCI | 3.1.1, 3.1.3, 3.6.1, 2.4.9, 2.3.1 | Energy Savings (MWh) | 23.8 | 23.8 | 23.8 | 23.8 | 23.8 | 119
|  | Summer Demand Reduction (MW) | 0.0031331 | 0.0031331 | 0.0031331 | 0.0031331 | 0.0031331 | 0.015666
|  | Winter Demand Reduction (MW) | 0.0032619 | 0.0032619 | 0.0032619 | 0.0032619 | 0.0032619 | 0.01631
|  | Projected Participation | 2 | 2 | 2 | 2 | 2 | 10
MF - Tenant - Prescriptive - SCI | 2.3.1 | Energy Savings (MWh) | 0.231 | 0.231 | 0.231 | 0.231 | 0.231 | 1.155
|  | Summer Demand Reduction (MW) | 2.6181e-05 | 2.6181e-05 | 2.6181e-05 | 2.6181e-05 | 2.6181e-05 | 0.00013091
|  | Winter Demand Reduction (MW) | 4.3564e-05 | 4.3564e-05 | 4.3564e-05 | 4.3564e-05 | 4.3564e-05 | 0.00021782
|  | Projected Participation | 1 | 1 | 1 | 1 | 1 | 5
MF - Common - Prescriptive - SCI | 2.4.8 | Energy Savings (MWh) | 0.11174 | 0.11174 | 0.11174 | 0.11174 | 0.11174 | 0.55872
|  | Summer Demand Reduction (MW) | 1.771e-05 | 1.771e-05 | 1.771e-05 | 1.771e-05 | 1.771e-05 | 8.8551e-05
|  | Winter Demand Reduction (MW) | 1.7818e-05 | 1.7818e-05 | 1.7818e-05 | 1.7818e-05 | 1.7818e-05 | 8.9088e-05
|  | Projected Participation | 1 | 1 | 1 | 1 | 1 | 5
MF - Tenant - Custom - SCI | 1.17 & 3.10 | Energy Savings (MWh) | 100 | 100 | 100 | 100 | 100 | 500
|  | Summer Demand Reduction (MW) | 0.011939 | 0.011939 | 0.011939 | 0.011939 | 0.011939 | 0.059693
|  | Winter Demand Reduction (MW) | 0.011939 | 0.011939 | 0.011939 | 0.011939 | 0.011939 | 0.059693
|  | Projected Participation | 1 | 1 | 1 | 1 | 1 | 5
MF - Common - Custom - SCI | 1.17 & 3.10 | Energy Savings (MWh) | 100 | 100 | 100 | 100 | 100 | 500
|  | Summer Demand Reduction (MW) | 0.011939 | 0.011939 | 0.011939 | 0.011939 | 0.011939 | 0.059693
|  | Winter Demand Reduction (MW) | 0.011939 | 0.011939 | 0.011939 | 0.011939 | 0.011939 | 0.059693
|  | Projected Participation | 1 | 1 | 1 | 1 | 1 | 5
Air Conditioning - Level 1 <=5.4 Tn - SCI | 3.2.1 & 3.2.2 | Energy Savings (MWh) | 203.4081 | 203.4081 | 203.4081 | 203.4081 | 203.4081 | 1017.0406
|  | Summer Demand Reduction (MW) | 0.10179 | 0.10179 | 0.10179 | 0.10179 | 0.10179 | 0.50893
|  | Winter Demand Reduction (MW) | 0 | 0 | 0 | 0 | 0 | 0
|  | Projected Participation | 756 | 756 | 756 | 756 | 756 | 3780
Air Conditioning - Level 1 >5.4 < 20 Tn - SCI | 3.2.1 & 3.2.2 | Energy Savings (MWh) | 1155.3355 | 1155.3355 | 1155.3355 | 1155.3355 | 1155.3355 | 5776.6777
|  | Summer Demand Reduction (MW) | 0.57813 | 0.57813 | 0.57813 | 0.57813 | 0.57813 | 2.8907
|  | Winter Demand Reduction (MW) | 0 | 0 | 0 | 0 | 0 | 0
|  | Projected Participation | 820 | 820 | 820 | 820 | 820 | 4100
Air Conditioning - Level 1 >=20 Tn - SCI | 3.2.1 & 3.2.2 | Energy Savings (MWh) | 1317.8036 | 1317.8036 | 1317.8036 | 1317.8036 | 1317.8036 | 6589.0182
|  | Summer Demand Reduction (MW) | 0.65943 | 0.65943 | 0.65943 | 0.65943 | 0.65943 | 3.2972
|  | Winter Demand Reduction (MW) | 0 | 0 | 0 | 0 | 0 | 0
|  | Projected Participation | 820 | 820 | 820 | 820 | 820 | 4100
Heat Pump - Level 1 <=5.4 Tn - SCI | 3.2.1 & 3.2.2 | Energy Savings (MWh) | 209.8545 | 209.8545 | 209.8545 | 209.8545 | 209.8545 | 1049.2724
|  | Summer Demand Reduction (MW) | 0.044776 | 0.044776 | 0.044776 | 0.044776 | 0.044776 | 0.22388
|  | Winter Demand Reduction (MW) | 0.04585 | 0.04585 | 0.04585 | 0.04585 | 0.04585 | 0.22925
|  | Projected Participation | 315 | 315 | 315 | 315 | 315 | 1575
Heat Pump - Water & GeoT - SCI | 3.2.4 | Energy Savings (MWh) | 47.9985 | 47.9985 | 47.9985 | 47.9985 | 47.9985 | 239.9927
|  | Summer Demand Reduction (MW) | 0.0070526 | 0.0070526 | 0.0070526 | 0.0070526 | 0.0070526 | 0.035263
|  | Winter Demand Reduction (MW) | 0.012914 | 0.012914 | 0.012914 | 0.012914 | 0.012914 | 0.06457
|  | Projected Participation | 25 | 25 | 25 | 25 | 25 | 125
Ductless Mini-Split HP – SCI | 3.2.5 & 3.2.6 | Energy Savings (MWh) | 111.6526 | 111.6526 | 111.6526 | 111.6526 | 111.6526 | 558.2631
|  | Summer Demand Reduction (MW) | 0.01817 | 0.01817 | 0.01817 | 0.01817 | 0.01817 | 0.090852
|  | Winter Demand Reduction (MW) | 0.028697 | 0.028697 | 0.028697 | 0.028697 | 0.028697 | 0.14348
|  | Projected Participation | 315 | 315 | 315 | 315 | 315 | 1575
PTAC - SCI | 3.2.1 & 3.2.2 | Energy Savings (MWh) | 104.689 | 104.689 | 104.689 | 104.689 | 104.689 | 523.4451
|  | Summer Demand Reduction (MW) | 0.052387 | 0.052387 | 0.052387 | 0.052387 | 0.052387 | 0.26193
|  | Winter Demand Reduction (MW) | 0 | 0 | 0 | 0 | 0 | 0
|  | Projected Participation | 1260 | 1260 | 1260 | 1260 | 1260 | 6300
PTHP - SCI | 3.2.1 & 3.2.2 | Energy Savings (MWh) | 48.6774 | 48.6774 | 48.6774 | 48.6774 | 48.6774 | 243.3871
|  | Summer Demand Reduction (MW) | 0.013097 | 0.013097 | 0.013097 | 0.013097 | 0.013097 | 0.065483
|  | Winter Demand Reduction (MW) | 0.008572 | 0.008572 | 0.008572 | 0.008572 | 0.008572 | 0.04286
|  | Projected Participation | 315 | 315 | 315 | 315 | 315 | 1575
Room Air Conditioner- SCI | 3.2.9 | Energy Savings (MWh) | 1.4973 | 1.4973 | 1.4973 | 1.4973 | 1.4973 | 7.4867
|  | Summer Demand Reduction (MW) | 0.0027023 | 0.0027023 | 0.0027023 | 0.0027023 | 0.0027023 | 0.013511
|  | Winter Demand Reduction (MW) | 0 | 0 | 0 | 0 | 0 | 0
|  | Projected Participation | 63 | 63 | 63 | 63 | 63 | 315
Smart Thermostat - SCI | 3.2.18 | Energy Savings (MWh) | 7.1372 | 7.1372 | 7.1372 | 7.1372 | 7.1372 | 35.6861
|  | Summer Demand Reduction (MW) | 0.00064178 | 0.00064178 | 0.00064178 | 0.00064178 | 0.00064178 | 0.0032089
|  | Winter Demand Reduction (MW) | 9.6891e-06 | 9.6891e-06 | 9.6891e-06 | 9.6891e-06 | 9.6891e-06 | 4.8445e-05
|  | Projected Participation | 35 | 35 | 35 | 35 | 35 | 175
HVAC - Custom - SCI | 3.2 | Energy Savings (MWh) | 700 | 700 | 700 | 700 | 700 | 3500
|  | Summer Demand Reduction (MW) | 0.07511 | 0.07511 | 0.07511 | 0.07511 | 0.07511 | 0.37555
|  | Winter Demand Reduction (MW) | 0.037555 | 0.037555 | 0.037555 | 0.037555 | 0.037555 | 0.18777
|  | Projected Participation | 7 | 7 | 7 | 7 | 7 | 35
Circulating Pump (Mid Strm) - SCI | 3.3.5 | Energy Savings (MWh) | 1.9727 | 1.9727 | 1.9727 | 1.9727 | 1.9727 | 9.8635
|  | Summer Demand Reduction (MW) | 0 | 0 | 0 | 0 | 0 | 0
|  | Winter Demand Reduction (MW) | 3.8091e-05 | 3.8091e-05 | 3.8091e-05 | 3.8091e-05 | 3.8091e-05 | 0.00019046
|  | Projected Participation | 7 | 7 | 7 | 7 | 7 | 35
HVAC - Maintenance - SCI | 3.2.7 & 3.2.8 | Energy Savings (MWh) | 56.2617 | 56.2617 | 56.2617 | 56.2617 | 56.2617 | 281.3085
|  | Summer Demand Reduction (MW) | 0.021311 | 0.021311 | 0.021311 | 0.021311 | 0.021311 | 0.10656
|  | Winter Demand Reduction (MW) | 0.00026936 | 0.00026936 | 0.00026936 | 0.00026936 | 0.00026936 | 0.0013468
|  | Projected Participation | 190 | 190 | 190 | 190 | 190 | 950
Furnace Fan (Retrofit or New to ECM) - SCI | 3.3.3 | Energy Savings (MWh) | 1.4158 | 1.4158 | 1.4158 | 1.4158 | 1.4158 | 7.079
|  | Summer Demand Reduction (MW) | 0.000196 | 0.000196 | 0.000196 | 0.000196 | 0.000196 | 0.00097998
|  | Winter Demand Reduction (MW) | 0.00010242 | 0.00010242 | 0.00010242 | 0.00010242 | 0.00010242 | 0.00051209
|  | Projected Participation | 7 | 7 | 7 | 7 | 7 | 35
Lighting Control (Daylight & Occupancy) - SCI | 3.1.3 | Energy Savings (MWh) | 423.8855 | 423.8855 | 423.8855 | 423.8855 | 423.8855 | 2119.4274
|  | Summer Demand Reduction (MW) | 0.073456 | 0.073456 | 0.073456 | 0.073456 | 0.073456 | 0.36728
|  | Winter Demand Reduction (MW) | 0.059797 | 0.059797 | 0.059797 | 0.059797 | 0.059797 | 0.29899
|  | Projected Participation | 4000 | 4000 | 4000 | 4000 | 4000 | 20000
Lighting Control (Network) - SCI | 3.1.3 | Energy Savings (MWh) | 1854.499 | 1854.499 | 1854.499 | 1854.499 | 1854.499 | 9272.4949
|  | Summer Demand Reduction (MW) | 0.32137 | 0.32137 | 0.32137 | 0.32137 | 0.32137 | 1.6068
|  | Winter Demand Reduction (MW) | 0.26161 | 0.26161 | 0.26161 | 0.26161 | 0.26161 | 1.3081
|  | Projected Participation | 1500000 | 1500000 | 1500000 | 1500000 | 1500000 | 7500000
LED Linear - SCI | 3.1.1 | Energy Savings (MWh) | 6196.0811 | 6196.0811 | 6196.0811 | 6196.0811 | 6196.0811 | 30980.4056
|  | Summer Demand Reduction (MW) | 1.0737 | 1.0737 | 1.0737 | 1.0737 | 1.0737 | 5.3687
|  | Winter Demand Reduction (MW) | 0.87407 | 0.87407 | 0.87407 | 0.87407 | 0.87407 | 4.3704
|  | Projected Participation | 36000 | 36000 | 36000 | 36000 | 36000 | 180000
Exit Sign - SCI | 3.1.4 | Energy Savings (MWh) | 0.21024 | 0.21024 | 0.21024 | 0.21024 | 0.21024 | 1.0512
|  | Summer Demand Reduction (MW) | 2.5752e-05 | 2.5752e-05 | 2.5752e-05 | 2.5752e-05 | 2.5752e-05 | 0.00012876
|  | Winter Demand Reduction (MW) | 2.5752e-05 | 2.5752e-05 | 2.5752e-05 | 2.5752e-05 | 2.5752e-05 | 0.00012876
|  | Projected Participation | 1 | 1 | 1 | 1 | 1 | 5
LED Fixture External - SCI | 3.1.1 | Energy Savings (MWh) | 0.41446 | 0.41446 | 0.41446 | 0.41446 | 0.41446 | 2.0723
|  | Summer Demand Reduction (MW) | 1.3573e-05 | 1.3573e-05 | 1.3573e-05 | 1.3573e-05 | 1.3573e-05 | 6.7867e-05
|  | Winter Demand Reduction (MW) | 7.1569e-05 | 7.1569e-05 | 7.1569e-05 | 7.1569e-05 | 7.1569e-05 | 0.00035784
|  | Projected Participation | 1 | 1 | 1 | 1 | 1 | 5
LED Fixture Internal - SCI | 3.1.1 | Energy Savings (MWh) | 6852.9955 | 6852.9955 | 6852.9955 | 6852.9955 | 6852.9955 | 34264.9774
|  | Summer Demand Reduction (MW) | 1.1876 | 1.1876 | 1.1876 | 1.1876 | 1.1876 | 5.9378
|  | Winter Demand Reduction (MW) | 0.96674 | 0.96674 | 0.96674 | 0.96674 | 0.96674 | 4.8337
|  | Projected Participation | 11700 | 11700 | 11700 | 11700 | 11700 | 58500
LED Lamp Mogul Base - SCI | 3.1.1 | Energy Savings (MWh) | 283.8519 | 283.8519 | 283.8519 | 283.8519 | 283.8519 | 1419.2594
|  | Summer Demand Reduction (MW) | 0.049189 | 0.049189 | 0.049189 | 0.049189 | 0.049189 | 0.24595
|  | Winter Demand Reduction (MW) | 0.040043 | 0.040043 | 0.040043 | 0.040043 | 0.040043 | 0.20021
|  | Projected Participation | 720 | 720 | 720 | 720 | 720 | 3600
Street & Area Lighting (Customer Owned) - SCI | 3.1.1 | Energy Savings (MWh) | 1.134 | 1.134 | 1.134 | 1.134 | 1.134 | 5.67
|  | Summer Demand Reduction (MW) | 0 | 0 | 0 | 0 | 0 | 0
|  | Winter Demand Reduction (MW) | 0.00014485 | 0.00014485 | 0.00014485 | 0.00014485 | 0.00014485 | 0.00072427
|  | Projected Participation | 4.5 | 4.5 | 4.5 | 4.5 | 4.5 | 22.5
LED Reach in Refrig / Frzer Light - SCI | 3.1.5 | Energy Savings (MWh) | 45.6011 | 45.6011 | 45.6011 | 45.6011 | 45.6011 | 228.0057
|  | Summer Demand Reduction (MW) | 0.0070321 | 0.0070321 | 0.0070321 | 0.0070321 | 0.0070321 | 0.03516
|  | Winter Demand Reduction (MW) | 0.0063516 | 0.0063516 | 0.0063516 | 0.0063516 | 0.0063516 | 0.031758
|  | Projected Participation | 180 | 180 | 180 | 180 | 180 | 900
Reach in Refrig / Frzer Occupancy Sensor - SCI | 3.5.15 | Energy Savings (MWh) | 15.2633 | 15.2633 | 15.2633 | 15.2633 | 15.2633 | 76.3164
|  | Summer Demand Reduction (MW) | 0.0023537 | 0.0023537 | 0.0023537 | 0.0023537 | 0.0023537 | 0.011769
|  | Winter Demand Reduction (MW) | 0.0021259 | 0.0021259 | 0.0021259 | 0.0021259 | 0.0021259 | 0.01063
|  | Projected Participation | 200 | 200 | 200 | 200 | 200 | 1000
Lighting - Other - SCI | 3.1 | Energy Savings (MWh) | 450.0003 | 450.0003 | 450.0003 | 450.0003 | 450.0003 | 2250.0015
|  | Summer Demand Reduction (MW) | 0.077981 | 0.077981 | 0.077981 | 0.077981 | 0.077981 | 0.38991
|  | Winter Demand Reduction (MW) | 0.063481 | 0.063481 | 0.063481 | 0.063481 | 0.063481 | 0.31741
|  | Projected Participation | 4.5 | 4.5 | 4.5 | 4.5 | 4.5 | 22.5
Lighting - Custom - SCI | 1.17 & 3.1 | Energy Savings (MWh) | 2250.0015 | 2250.0015 | 2250.0015 | 2250.0015 | 2250.0015 | 11250.0076
|  | Summer Demand Reduction (MW) | 0.38991 | 0.38991 | 0.38991 | 0.38991 | 0.38991 | 1.9495
|  | Winter Demand Reduction (MW) | 0.31741 | 0.31741 | 0.31741 | 0.31741 | 0.31741 | 1.587
|  | Projected Participation | 4.5 | 4.5 | 4.5 | 4.5 | 4.5 | 22.5
Linear Lamp - MS - SCI | 3.1.6 | Energy Savings (MWh) | 2320.9537 | 2320.9537 | 2320.9537 | 2320.9537 | 2320.9537 | 11604.7687
|  | Summer Demand Reduction (MW) | 0.51039 | 0.51039 | 0.51039 | 0.51039 | 0.51039 | 2.552
|  | Winter Demand Reduction (MW) | 0.3432 | 0.3432 | 0.3432 | 0.3432 | 0.3432 | 1.716
|  | Projected Participation | 112500 | 112500 | 112500 | 112500 | 112500 | 562500
High/Low Bay Lamp - MS - SCI | 3.1.6 | Energy Savings (MWh) | 5404.0973 | 5404.0973 | 5404.0973 | 5404.0973 | 5404.0973 | 27020.4863
|  | Summer Demand Reduction (MW) | 1.1884 | 1.1884 | 1.1884 | 1.1884 | 1.1884 | 5.942
|  | Winter Demand Reduction (MW) | 0.7991 | 0.7991 | 0.7991 | 0.7991 | 0.7991 | 3.9955
|  | Projected Participation | 18450 | 18450 | 18450 | 18450 | 18450 | 92250
LED Fixture - MS - SCI | 3.1.6 | Energy Savings (MWh) | 1374.0046 | 1374.0046 | 1374.0046 | 1374.0046 | 1374.0046 | 6870.0231
|  | Summer Demand Reduction (MW) | 0.30215 | 0.30215 | 0.30215 | 0.30215 | 0.30215 | 1.5108
|  | Winter Demand Reduction (MW) | 0.20317 | 0.20317 | 0.20317 | 0.20317 | 0.20317 | 1.0159
|  | Projected Participation | 16650 | 16650 | 16650 | 16650 | 16650 | 83250
Lighting Controls - MS-SCI | 3.1.6 | Energy Savings (MWh) | 1878.0355 | 1878.0355 | 1878.0355 | 1878.0355 | 1878.0355 | 9390.1777
|  | Summer Demand Reduction (MW) | 0.41299 | 0.41299 | 0.41299 | 0.41299 | 0.41299 | 2.065
|  | Winter Demand Reduction (MW) | 0.2777 | 0.2777 | 0.2777 | 0.2777 | 0.2777 | 1.3885
|  | Projected Participation | 31350 | 31350 | 31350 | 31350 | 31350 | 156750
Ref/Frzr -Reach In Special Doors (low/No Anti Swt)- SCI | 3.5.11 | Energy Savings (MWh) | 4.1198 | 4.1198 | 4.1198 | 4.1198 | 4.1198 | 20.5988
|  | Summer Demand Reduction (MW) | 0.00050462 | 0.00050462 | 0.00050462 | 0.00050462 | 0.00050462 | 0.0025231
|  | Winter Demand Reduction (MW) | 0.00050462 | 0.00050462 | 0.00050462 | 0.00050462 | 0.00050462 | 0.0025231
|  | Projected Participation | 20 | 20 | 20 | 20 | 20 | 100
ECM Evap Fan Motor - SCI | 3.5.2 | Energy Savings (MWh) | 212.6212 | 212.6212 | 212.6212 | 212.6212 | 212.6212 | 1063.1061
|  | Summer Demand Reduction (MW) | 0.026044 | 0.026044 | 0.026044 | 0.026044 | 0.026044 | 0.13022
|  | Winter Demand Reduction (MW) | 0.026044 | 0.026044 | 0.026044 | 0.026044 | 0.026044 | 0.13022
|  | Projected Participation | 150 | 150 | 150 | 150 | 150 | 750
Evap Fan Controls - SCI | 3.5.3 | Energy Savings (MWh) | 61.3198 | 61.3198 | 61.3198 | 61.3198 | 61.3198 | 306.5992
|  | Summer Demand Reduction (MW) | 0.0061848 | 0.0061848 | 0.0061848 | 0.0061848 | 0.0061848 | 0.030924
|  | Winter Demand Reduction (MW) | 0.0061848 | 0.0061848 | 0.0061848 | 0.0061848 | 0.0061848 | 0.030924
|  | Projected Participation | 75 | 75 | 75 | 75 | 75 | 375
Refrigerator - Reach In - SCI | 3.5.1 | Energy Savings (MWh) | 16.0965 | 16.0965 | 16.0965 | 16.0965 | 16.0965 | 80.4825
|  | Summer Demand Reduction (MW) | 0.0019716 | 0.0019716 | 0.0019716 | 0.0019716 | 0.0019716 | 0.0098581
|  | Winter Demand Reduction (MW) | 0.0019716 | 0.0019716 | 0.0019716 | 0.0019716 | 0.0019716 | 0.0098581
|  | Projected Participation | 30 | 30 | 30 | 30 | 30 | 150
Freezer - Reach In - SCI | 3.5.1 | Energy Savings (MWh) | 23.3235 | 23.3235 | 23.3235 | 23.3235 | 23.3235 | 116.6175
|  | Summer Demand Reduction (MW) | 0.0028568 | 0.0028568 | 0.0028568 | 0.0028568 | 0.0028568 | 0.014284
|  | Winter Demand Reduction (MW) | 0.0028568 | 0.0028568 | 0.0028568 | 0.0028568 | 0.0028568 | 0.014284
|  | Projected Participation | 10 | 10 | 10 | 10 | 10 | 50
Refrigerated Case Cover - SCI | 3.5.9, 3.5.14 & 3.5.15 | Energy Savings (MWh) | 158.5998 | 158.5998 | 158.5998 | 158.5998 | 158.5998 | 792.999
|  | Summer Demand Reduction (MW) | 0 | 0 | 0 | 0 | 0 | 0
|  | Winter Demand Reduction (MW) | 0 | 0 | 0 | 0 | 0 | 0
|  | Projected Participation | 2000 | 2000 | 2000 | 2000 | 2000 | 10000
Anti Sweat Heater Controls - SCI | 3.5.5 | Energy Savings (MWh) | 201.8443 | 201.8443 | 201.8443 | 201.8443 | 201.8443 | 1009.2216
|  | Summer Demand Reduction (MW) | 0.0074936 | 0.0074936 | 0.0074936 | 0.0074936 | 0.0074936 | 0.037468
|  | Winter Demand Reduction (MW) | 0.0059342 | 0.0059342 | 0.0059342 | 0.0059342 | 0.0059342 | 0.029671
|  | Projected Participation | 300 | 300 | 300 | 300 | 300 | 1500
Strip Curtain - SCI | 3.5.8 | Energy Savings (MWh) | 1.48 | 1.48 | 1.48 | 1.48 | 1.48 | 7.4
|  | Summer Demand Reduction (MW) | 0.00030494 | 0.00030494 | 0.00030494 | 0.00030494 | 0.00030494 | 0.0015247
|  | Winter Demand Reduction (MW) | 0.00030494 | 0.00030494 | 0.00030494 | 0.00030494 | 0.00030494 | 0.0015247
|  | Projected Participation | 40 | 40 | 40 | 40 | 40 | 200
Ice Machine - SCI | 3.7.1 | Energy Savings (MWh) | 8.5541 | 8.5541 | 8.5541 | 8.5541 | 8.5541 | 42.7707
|  | Summer Demand Reduction (MW) | 0.00171 | 0.00171 | 0.00171 | 0.00171 | 0.00171 | 0.0085498
|  | Winter Demand Reduction (MW) | 0.0010941 | 0.0010941 | 0.0010941 | 0.0010941 | 0.0010941 | 0.0054704
|  | Projected Participation | 20 | 20 | 20 | 20 | 20 | 100
Beverage Vending Machine - Controls - SCI | 3.7.2 | Energy Savings (MWh) | 18.7538 | 18.7538 | 18.7538 | 18.7538 | 18.7538 | 93.7692
|  | Summer Demand Reduction (MW) | 0 | 0 | 0 | 0 | 0 | 0
|  | Winter Demand Reduction (MW) | 0 | 0 | 0 | 0 | 0 | 0
|  | Projected Participation | 50 | 50 | 50 | 50 | 50 | 250
Steam Cooker - SCI | 3.7.3 | Energy Savings (MWh) | 52.7642 | 52.7642 | 52.7642 | 52.7642 | 52.7642 | 263.8208
|  | Summer Demand Reduction (MW) | 0.010547 | 0.010547 | 0.010547 | 0.010547 | 0.010547 | 0.052737
|  | Winter Demand Reduction (MW) | 0.0067486 | 0.0067486 | 0.0067486 | 0.0067486 | 0.0067486 | 0.033743
|  | Projected Participation | 10 | 10 | 10 | 10 | 10 | 50
Fryer - SCI | 3.7.6 | Energy Savings (MWh) | 11.8749 | 11.8749 | 11.8749 | 11.8749 | 11.8749 | 59.3743
|  | Summer Demand Reduction (MW) | 0.0023738 | 0.0023738 | 0.0023738 | 0.0023738 | 0.0023738 | 0.011869
|  | Winter Demand Reduction (MW) | 0.0015188 | 0.0015188 | 0.0015188 | 0.0015188 | 0.0015188 | 0.007594
|  | Projected Participation | 10 | 10 | 10 | 10 | 10 | 50
Griddle - SCI | 3.7.9 | Energy Savings (MWh) | 27.3942 | 27.3942 | 27.3942 | 27.3942 | 27.3942 | 136.9711
|  | Summer Demand Reduction (MW) | 0.0054761 | 0.0054761 | 0.0054761 | 0.0054761 | 0.0054761 | 0.02738
|  | Winter Demand Reduction (MW) | 0.0035037 | 0.0035037 | 0.0035037 | 0.0035037 | 0.0035037 | 0.017519
|  | Projected Participation | 10 | 10 | 10 | 10 | 10 | 50
Hot Food Holding Cabinet - SCI | 3.7.7 | Energy Savings (MWh) | 5.4531 | 5.4531 | 5.4531 | 5.4531 | 5.4531 | 27.2655
|  | Summer Demand Reduction (MW) | 0.0010865 | 0.0010865 | 0.0010865 | 0.0010865 | 0.0010865 | 0.0054326
|  | Winter Demand Reduction (MW) | 0.00069466 | 0.00069466 | 0.00069466 | 0.00069466 | 0.00069466 | 0.0034733
|  | Projected Participation | 10 | 10 | 10 | 10 | 10 | 50
Combination Oven - SCI | 3.7.4 | Energy Savings (MWh) | 23.4098 | 23.4098 | 23.4098 | 23.4098 | 23.4098 | 117.0488
|  | Summer Demand Reduction (MW) | 0.0046796 | 0.0046796 | 0.0046796 | 0.0046796 | 0.0046796 | 0.023398
|  | Winter Demand Reduction (MW) | 0.0029941 | 0.0029941 | 0.0029941 | 0.0029941 | 0.0029941 | 0.014971
|  | Projected Participation | 5 | 5 | 5 | 5 | 5 | 25
Convection Oven - SCI | 3.7.5 | Energy Savings (MWh) | 12.7676 | 12.7676 | 12.7676 | 12.7676 | 12.7676 | 63.8378
|  | Summer Demand Reduction (MW) | 0.0025522 | 0.0025522 | 0.0025522 | 0.0025522 | 0.0025522 | 0.012761
|  | Winter Demand Reduction (MW) | 0.001633 | 0.001633 | 0.001633 | 0.001633 | 0.001633 | 0.0081649
|  | Projected Participation | 5 | 5 | 5 | 5 | 5 | 25
Dishwasher - SCI | 3.7.8 | Energy Savings (MWh) | 37.6474 | 37.6474 | 37.6474 | 37.6474 | 37.6474 | 188.2371
|  | Summer Demand Reduction (MW) | 0.0075257 | 0.0075257 | 0.0075257 | 0.0075257 | 0.0075257 | 0.037628
|  | Winter Demand Reduction (MW) | 0.0048151 | 0.0048151 | 0.0048151 | 0.0048151 | 0.0048151 | 0.024076
|  | Projected Participation | 10 | 10 | 10 | 10 | 10 | 50
Induction Cooktop - SCI | 3.7.10 | Energy Savings (MWh) | 0.022875 | 0.022875 | 0.022875 | 0.022875 | 0.022875 | 0.11438
|  | Summer Demand Reduction (MW) | 4.5727e-06 | 4.5727e-06 | 4.5727e-06 | 4.5727e-06 | 4.5727e-06 | 2.2864e-05
|  | Winter Demand Reduction (MW) | 2.9257e-06 | 2.9257e-06 | 2.9257e-06 | 2.9257e-06 | 2.9257e-06 | 1.4629e-05
|  | Projected Participation | 1 | 1 | 1 | 1 | 1 | 5
Pre-Rinse Sprayer - SCI | 3.4.2 | Energy Savings (MWh) | 46.0162 | 46.0162 | 46.0162 | 46.0162 | 46.0162 | 230.0808
|  | Summer Demand Reduction (MW) | 0.012778 | 0.012778 | 0.012778 | 0.012778 | 0.012778 | 0.063891
|  | Winter Demand Reduction (MW) | 0.0069767 | 0.0069767 | 0.0069767 | 0.0069767 | 0.0069767 | 0.034883
|  | Projected Participation | 25 | 25 | 25 | 25 | 25 | 125
Freezer Recycling - SCI | 2.4.3 | Energy Savings (MWh) | 11.3588 | 11.3588 | 11.3588 | 11.3588 | 11.3588 | 56.7942
|  | Summer Demand Reduction (MW) | 0.0013473 | 0.0013473 | 0.0013473 | 0.0013473 | 0.0013473 | 0.0067367
|  | Winter Demand Reduction (MW) | 0.00096946 | 0.00096946 | 0.00096946 | 0.00096946 | 0.00096946 | 0.0048473
|  | Projected Participation | 15 | 15 | 15 | 15 | 15 | 75
Refrigerator Recycling - SCI | 2.4.3 | Energy Savings (MWh) | 378.6811 | 378.6811 | 378.6811 | 378.6811 | 378.6811 | 1893.4057
|  | Summer Demand Reduction (MW) | 0.055016 | 0.055016 | 0.055016 | 0.055016 | 0.055016 | 0.27508
|  | Winter Demand Reduction (MW) | 0.041201 | 0.041201 | 0.041201 | 0.041201 | 0.041201 | 0.20601
|  | Projected Participation | 500 | 500 | 500 | 500 | 500 | 2500
Room Air Conditioner Recycling - SCI | 2.2.8 | Energy Savings (MWh) | 42.2184 | 42.2184 | 42.2184 | 42.2184 | 42.2184 | 211.0921
|  | Summer Demand Reduction (MW) | 0.11254 | 0.11254 | 0.11254 | 0.11254 | 0.11254 | 0.56268
|  | Winter Demand Reduction (MW) | 0 | 0 | 0 | 0 | 0 | 0
|  | Projected Participation | 400 | 400 | 400 | 400 | 400 | 2000
Dehumidifiers Recycling - SCI | 2.4.12 | Energy Savings (MWh) | 147.39 | 147.39 | 147.39 | 147.39 | 147.39 | 736.95
|  | Summer Demand Reduction (MW) | 0.055785 | 0.055785 | 0.055785 | 0.055785 | 0.055785 | 0.27892
|  | Winter Demand Reduction (MW) | 0 | 0 | 0 | 0 | 0 | 0
|  | Projected Participation | 300 | 300 | 300 | 300 | 300 | 1500
LV Refrigerator Recycling - SCI | 2.4.4 | Energy Savings (MWh) | 5.8837 | 5.8837 | 5.8837 | 5.8837 | 5.8837 | 29.4185
|  | Summer Demand Reduction (MW) | 0.0008548 | 0.0008548 | 0.0008548 | 0.0008548 | 0.0008548 | 0.004274
|  | Winter Demand Reduction (MW) | 0.00064016 | 0.00064016 | 0.00064016 | 0.00064016 | 0.00064016 | 0.0032008
|  | Projected Participation | 15 | 15 | 15 | 15 | 15 | 75
Cooler Recycling - SCI | 2.4.6 | Energy Savings (MWh) | 1.5601 | 1.5601 | 1.5601 | 1.5601 | 1.5601 | 7.8007
|  | Summer Demand Reduction (MW) | 0.00022666 | 0.00022666 | 0.00022666 | 0.00022666 | 0.00022666 | 0.0011333
|  | Winter Demand Reduction (MW) | 0.00016975 | 0.00016975 | 0.00016975 | 0.00016975 | 0.00016975 | 0.00084873
|  | Projected Participation | 15 | 15 | 15 | 15 | 15 | 75
EV Charging Cord - Level 2 - SCI | MA TRM V11 | Energy Savings (MWh) | 0.66428 | 0.66428 | 0.66428 | 0.66428 | 0.66428 | 3.3214
|  | Summer Demand Reduction (MW) | 7.4057e-05 | 7.4057e-05 | 7.4057e-05 | 7.4057e-05 | 7.4057e-05 | 0.00037029
|  | Winter Demand Reduction (MW) | 6.75e-05 | 6.75e-05 | 6.75e-05 | 6.75e-05 | 6.75e-05 | 0.0003375
|  | Projected Participation | 30 | 30 | 30 | 30 | 30 | 150
Clothes Washer - SCI | 2.4.8 | Energy Savings (MWh) | 1.1174 | 1.1174 | 1.1174 | 1.1174 | 1.1174 | 5.5872
|  | Summer Demand Reduction (MW) | 0.0001771 | 0.0001771 | 0.0001771 | 0.0001771 | 0.0001771 | 0.00088551
|  | Winter Demand Reduction (MW) | 0.00017818 | 0.00017818 | 0.00017818 | 0.00017818 | 0.00017818 | 0.00089088
|  | Projected Participation | 10 | 10 | 10 | 10 | 10 | 50
Clothes Dryer - SCI | 2.4.9 | Energy Savings (MWh) | 0.74365 | 0.74365 | 0.74365 | 0.74365 | 0.74365 | 3.7182
|  | Summer Demand Reduction (MW) | 0.0001074 | 0.0001074 | 0.0001074 | 0.0001074 | 0.0001074 | 0.000537
|  | Winter Demand Reduction (MW) | 0.00010775 | 0.00010775 | 0.00010775 | 0.00010775 | 0.00010775 | 0.00053877
|  | Projected Participation | 10 | 10 | 10 | 10 | 10 | 50
Refrigerator - SCI | 2.4.1 | Energy Savings (MWh) | 0.0075148 | 0.0075148 | 0.0075148 | 0.0075148 | 0.0075148 | 0.037574
|  | Summer Demand Reduction (MW) | 1.0918e-06 | 1.0918e-06 | 1.0918e-06 | 1.0918e-06 | 1.0918e-06 | 5.4589e-06
|  | Winter Demand Reduction (MW) | 8.1762e-07 | 8.1762e-07 | 8.1762e-07 | 8.1762e-07 | 8.1762e-07 | 4.0881e-06
|  | Projected Participation | 1 | 1 | 1 | 1 | 1 | 5
Water Heater - Heat Pump - SCI | 2.3.1 | Energy Savings (MWh) | 1.155 | 1.155 | 1.155 | 1.155 | 1.155 | 5.775
|  | Summer Demand Reduction (MW) | 0.00013091 | 0.00013091 | 0.00013091 | 0.00013091 | 0.00013091 | 0.00065453
|  | Winter Demand Reduction (MW) | 0.00021782 | 0.00021782 | 0.00021782 | 0.00021782 | 0.00021782 | 0.0010891
|  | Projected Participation | 5 | 5 | 5 | 5 | 5 | 25
Freezer - SCI | 2.4.2 | Energy Savings (MWh) | 0.01015 | 0.01015 | 0.01015 | 0.01015 | 0.01015 | 0.05075
|  | Summer Demand Reduction (MW) | 1.5106e-06 | 1.5106e-06 | 1.5106e-06 | 1.5106e-06 | 1.5106e-06 | 7.5528e-06
|  | Winter Demand Reduction (MW) | 1.0869e-06 | 1.0869e-06 | 1.0869e-06 | 1.0869e-06 | 1.0869e-06 | 5.4346e-06
|  | Projected Participation | 1 | 1 | 1 | 1 | 1 | 5
Dehumidifier - SCI | 2.4.11 | Energy Savings (MWh) | 2.9572 | 2.9572 | 2.9572 | 2.9572 | 2.9572 | 14.7862
|  | Summer Demand Reduction (MW) | 0.00059785 | 0.00059785 | 0.00059785 | 0.00059785 | 0.00059785 | 0.0029893
|  | Winter Demand Reduction (MW) | 0 | 0 | 0 | 0 | 0 | 0
|  | Projected Participation | 20 | 20 | 20 | 20 | 20 | 100
Uninterruptible Power Supply (UPS) - SCI | 3.11.4 | Energy Savings (MWh) | 14.2018 | 14.2018 | 14.2018 | 14.2018 | 14.2018 | 71.0088
|  | Summer Demand Reduction (MW) | 0.0017395 | 0.0017395 | 0.0017395 | 0.0017395 | 0.0017395 | 0.0086977
|  | Winter Demand Reduction (MW) | 0.0017395 | 0.0017395 | 0.0017395 | 0.0017395 | 0.0017395 | 0.0086977
|  | Projected Participation | 5 | 5 | 5 | 5 | 5 | 25
Agricultural Process Lighting | 3.1.7 | Energy Savings (MWh) | 7.2841 | 7.2841 | 7.2841 | 7.2841 | 7.2841 | 36.4207
|  | Summer Demand Reduction (MW) | 0.0009432 | 0.0009432 | 0.0009432 | 0.0009432 | 0.0009432 | 0.004716
|  | Winter Demand Reduction (MW) | 0.00078535 | 0.00078535 | 0.00078535 | 0.00078535 | 0.00078535 | 0.0039267
|  | Projected Participation | 200 | 200 | 200 | 200 | 200 | 1000
Auto Milker Takeoff | 4.1.1 | Energy Savings (MWh) | 19.38 | 19.38 | 19.38 | 19.38 | 19.38 | 96.9
|  | Summer Demand Reduction (MW) | 0.0035351 | 0.0035351 | 0.0035351 | 0.0035351 | 0.0035351 | 0.017675
|  | Winter Demand Reduction (MW) | 0.0035351 | 0.0035351 | 0.0035351 | 0.0035351 | 0.0035351 | 0.017675
|  | Projected Participation | 10 | 10 | 10 | 10 | 10 | 50
Dairy Scroll Compressor | 4.1.2 | Energy Savings (MWh) | 3.9864 | 3.9864 | 3.9864 | 3.9864 | 3.9864 | 19.9322
|  | Summer Demand Reduction (MW) | 0.00072716 | 0.00072716 | 0.00072716 | 0.00072716 | 0.00072716 | 0.0036358
|  | Winter Demand Reduction (MW) | 0.00072716 | 0.00072716 | 0.00072716 | 0.00072716 | 0.00072716 | 0.0036358
|  | Projected Participation | 5 | 5 | 5 | 5 | 5 | 25
HE Ventilation Fans | 4.1.3 | Energy Savings (MWh) | 0.65563 | 0.65563 | 0.65563 | 0.65563 | 0.65563 | 3.2781
|  | Summer Demand Reduction (MW) | 0.00013859 | 0.00013859 | 0.00013859 | 0.00013859 | 0.00013859 | 0.00069293
|  | Winter Demand Reduction (MW) | 0 | 0 | 0 | 0 | 0 | 0
|  | Projected Participation | 1 | 1 | 1 | 1 | 1 | 5
Heat Reclaimer | 4.1.4 | Energy Savings (MWh) | 25.2769 | 25.2769 | 25.2769 | 25.2769 | 25.2769 | 126.3843
|  | Summer Demand Reduction (MW) | 0.0046107 | 0.0046107 | 0.0046107 | 0.0046107 | 0.0046107 | 0.023054
|  | Winter Demand Reduction (MW) | 0.0048819 | 0.0048819 | 0.0048819 | 0.0048819 | 0.0048819 | 0.02441
|  | Projected Participation | 5 | 5 | 5 | 5 | 5 | 25
High Volume Low Speed Fan | 4.1.5 | Energy Savings (MWh) | 86.0015 | 86.0015 | 86.0015 | 86.0015 | 86.0015 | 430.0075
|  | Summer Demand Reduction (MW) | 0.04614 | 0.04614 | 0.04614 | 0.04614 | 0.04614 | 0.2307
|  | Winter Demand Reduction (MW) | 0 | 0 | 0 | 0 | 0 | 0
|  | Projected Participation | 10 | 10 | 10 | 10 | 10 | 50
Livestock Waterer | 4.1.6 | Energy Savings (MWh) | 10.04 | 10.04 | 10.04 | 10.04 | 10.04 | 50.2
|  | Summer Demand Reduction (MW) | 0 | 0 | 0 | 0 | 0 | 0
|  | Winter Demand Reduction (MW) | 0.004292 | 0.004292 | 0.004292 | 0.004292 | 0.004292 | 0.02146
|  | Projected Participation | 10 | 10 | 10 | 10 | 10 | 50
Dairy Vac Pump VSD Control | 4.1.7 | Energy Savings (MWh) | 50.3813 | 50.3813 | 50.3813 | 50.3813 | 50.3813 | 251.9063
|  | Summer Demand Reduction (MW) | 0.0075682 | 0.0075682 | 0.0075682 | 0.0075682 | 0.0075682 | 0.037841
|  | Winter Demand Reduction (MW) | 0.0075682 | 0.0075682 | 0.0075682 | 0.0075682 | 0.0075682 | 0.037841
|  | Projected Participation | 5 | 5 | 5 | 5 | 5 | 25
Low Pressure Irrigation | 4.1.8 | Energy Savings (MWh) | 64.9238 | 64.9238 | 64.9238 | 64.9238 | 64.9238 | 324.6189
|  | Summer Demand Reduction (MW) | 0.18112 | 0.18112 | 0.18112 | 0.18112 | 0.18112 | 0.90562
|  | Winter Demand Reduction (MW) | 0 | 0 | 0 | 0 | 0 | 0
|  | Projected Participation | 5 | 5 | 5 | 5 | 5 | 25
Custom - Agricultural | 1.17 | Energy Savings (MWh) | 50 | 50 | 50 | 50 | 50 | 250
|  | Summer Demand Reduction (MW) | 0.005365 | 0.005365 | 0.005365 | 0.005365 | 0.005365 | 0.026825
|  | Winter Demand Reduction (MW) | 0.005365 | 0.005365 | 0.005365 | 0.005365 | 0.005365 | 0.026825
|  | Projected Participation | 0.5 | 0.5 | 0.5 | 0.5 | 0.5 | 2.5
Engine Block Heater Timer | 3.11.2 | Energy Savings (MWh) | 0.36884 | 0.36884 | 0.36884 | 0.36884 | 0.36884 | 1.8442
|  | Summer Demand Reduction (MW) | 0 | 0 | 0 | 0 | 0 | 0
|  | Winter Demand Reduction (MW) | 0 | 0 | 0 | 0 | 0 | 0
|  | Projected Participation | 0.5 | 0.5 | 0.5 | 0.5 | 0.5 | 2.5
Custom - SCI | 1.17 | Energy Savings (MWh) | 1000 | 1000 | 1000 | 1000 | 1000 | 5000
|  | Summer Demand Reduction (MW) | 0.10193 | 0.10193 | 0.10193 | 0.10193 | 0.10193 | 0.50967
|  | Winter Demand Reduction (MW) | 0.069745 | 0.069745 | 0.069745 | 0.069745 | 0.069745 | 0.34872
|  | Projected Participation | 10 | 10 | 10 | 10 | 10 | 50
Custom - Compressed Air - SCI | 1.17 & 3.10 | Energy Savings (MWh) | 2000 | 2000 | 2000 | 2000 | 2000 | 10000
|  | Summer Demand Reduction (MW) | 0.25752 | 0.25752 | 0.25752 | 0.25752 | 0.25752 | 1.2876
|  | Winter Demand Reduction (MW) | 0.25752 | 0.25752 | 0.25752 | 0.25752 | 0.25752 | 1.2876
|  | Projected Participation | 20 | 20 | 20 | 20 | 20 | 100
Custom - Refrigeration - SCI | 1.17 & 3.5 | Energy Savings (MWh) | 1000 | 1000 | 1000 | 1000 | 1000 | 5000
|  | Summer Demand Reduction (MW) | 0.10193 | 0.10193 | 0.10193 | 0.10193 | 0.10193 | 0.50967
|  | Winter Demand Reduction (MW) | 0.081548 | 0.081548 | 0.081548 | 0.081548 | 0.081548 | 0.40774
|  | Projected Participation | 10 | 10 | 10 | 10 | 10 | 50
Custom - Solar - SCI | 1.17 & 3.11.6 | Energy Savings (MWh) | 2302.25 | 2302.25 | 2302.25 | 2302.25 | 2302.25 | 11511.25
|  | Summer Demand Reduction (MW) | 0.61213 | 0.61213 | 0.61213 | 0.61213 | 0.61213 | 3.0606
|  | Winter Demand Reduction (MW) | 0.087231 | 0.087231 | 0.087231 | 0.087231 | 0.087231 | 0.43616
|  | Projected Participation | 2000 | 2000 | 2000 | 2000 | 2000 | 10000
Custom - CHP - SCI | 1.17 | Energy Savings (MWh) | 5000 | 5000 | 5000 | 5000 | 5000 | 25000
|  | Summer Demand Reduction (MW) | 0.59774 | 0.59774 | 0.59774 | 0.59774 | 0.59774 | 2.9887
|  | Winter Demand Reduction (MW) | 0.59774 | 0.59774 | 0.59774 | 0.59774 | 0.59774 | 2.9887
|  | Projected Participation | 0.5 | 0.5 | 0.5 | 0.5 | 0.5 | 2.5
Custom - Bldg Improvements - SCI | 1.17 & Vol 2 | Energy Savings (MWh) | 50 | 50 | 50 | 50 | 50 | 250
|  | Summer Demand Reduction (MW) | 0.002146 | 0.002146 | 0.002146 | 0.002146 | 0.002146 | 0.01073
|  | Winter Demand Reduction (MW) | 0.0005365 | 0.0005365 | 0.0005365 | 0.0005365 | 0.0005365 | 0.0026825
|  | Projected Participation | 0.5 | 0.5 | 0.5 | 0.5 | 0.5 | 2.5
Custom - New Construction - SCI | 1.17 & Vol 2 | Energy Savings (MWh) | 3600 | 3600 | 3600 | 3600 | 3600 | 18000
|  | Summer Demand Reduction (MW) | 0.46353 | 0.46353 | 0.46353 | 0.46353 | 0.46353 | 2.3177
|  | Winter Demand Reduction (MW) | 0.15451 | 0.15451 | 0.15451 | 0.15451 | 0.15451 | 0.77256
|  | Projected Participation | 36 | 36 | 36 | 36 | 36 | 180
Custom - Audit & Education - SCI | NA | Energy Savings (MWh) | 0 | 0 | 0 | 0 | 0 | 0
|  | Summer Demand Reduction (MW) | 0 | 0 | 0 | 0 | 0 | 0
|  | Winter Demand Reduction (MW) | 0 | 0 | 0 | 0 | 0 | 0
|  | Projected Participation | 10 | 10 | 10 | 10 | 10 | 50
Building Tune Up - SCI | 3.2.7,8,17,20&21, 3.4.3, 3.5.3,4,5,6,10,12&16, 3.6.2 | Energy Savings (MWh) | 14518.187 | 14518.187 | 14518.187 | 14518.187 | 14518.187 | 72590.9351
|  | Summer Demand Reduction (MW) | 2.037 | 2.037 | 2.037 | 2.037 | 2.037 | 10.1851
|  | Winter Demand Reduction (MW) | 1.6689 | 1.6689 | 1.6689 | 1.6689 | 1.6689 | 8.3445
|  | Projected Participation | 280 | 280 | 280 | 280 | 280 | 1400
Virtual/Meter Data Commissioning - SCI | 1.17 | Energy Savings (MWh) | 1000 | 1000 | 1000 | 1000 | 1000 | 5000
|  | Summer Demand Reduction (MW) | 0.08584 | 0.08584 | 0.08584 | 0.08584 | 0.08584 | 0.4292
|  | Winter Demand Reduction (MW) | 0.071533 | 0.071533 | 0.071533 | 0.071533 | 0.071533 | 0.35766
|  | Projected Participation | 100 | 100 | 100 | 100 | 100 | 500
Retrocommissioning - SCI | 1.17 | Energy Savings (MWh) | 50 | 50 | 50 | 50 | 50 | 250
|  | Summer Demand Reduction (MW) | 0.004292 | 0.004292 | 0.004292 | 0.004292 | 0.004292 | 0.02146
|  | Winter Demand Reduction (MW) | 0.0035766 | 0.0035766 | 0.0035766 | 0.0035766 | 0.0035766 | 0.017883
|  | Projected Participation | 5 | 5 | 5 | 5 | 5 | 25
Building Operations Training - SCI | 3.11.5 | Energy Savings (MWh) | 2500 | 2500 | 2500 | 2500 | 2500 | 12500
|  | Summer Demand Reduction (MW) | 0.35766 | 0.35766 | 0.35766 | 0.35766 | 0.35766 | 1.7883
|  | Winter Demand Reduction (MW) | 0.17883 | 0.17883 | 0.17883 | 0.17883 | 0.17883 | 0.89416
|  | Projected Participation | 50 | 50 | 50 | 50 | 50 | 250
Customer Concierge - SCI | NA | Energy Savings (MWh) | 0 | 0 | 0 | 0 | 0 | 0
|  | Summer Demand Reduction (MW) | 0 | 0 | 0 | 0 | 0 | 0
|  | Winter Demand Reduction (MW) | 0 | 0 | 0 | 0 | 0 | 0
|  | Projected Participation | 10 | 10 | 10 | 10 | 10 | 50
Energy Consultation - SCI | NA | Energy Savings (MWh) | 0 | 0 | 0 | 0 | 0 | 0
|  | Summer Demand Reduction (MW) | 0 | 0 | 0 | 0 | 0 | 0
|  | Winter Demand Reduction (MW) | 0 | 0 | 0 | 0 | 0 | 0
|  | Projected Participation | 10 | 10 | 10 | 10 | 10 | 50
Audits - SCI | NA | Energy Savings (MWh) | 0 | 0 | 0 | 0 | 0 | 0
|  | Summer Demand Reduction (MW) | 0 | 0 | 0 | 0 | 0 | 0
|  | Winter Demand Reduction (MW) | 0 | 0 | 0 | 0 | 0 | 0
|  | Projected Participation | 10 | 10 | 10 | 10 | 10 | 50
Managed Charging | CSP & 3.12.1 | Energy Savings (MWh) | 0 | 0 | 0 | 0 | 0 | 0
|  | Summer Demand Reduction (MW) | 0.02425 | 0.026825 | 0.03219 | 0.037555 | 0.04292 | 0.16374
|  | Winter Demand Reduction (MW) | 0.02425 | 0.026825 | 0.03219 | 0.037555 | 0.04292 | 0.16374
|  | Projected Participation | 113 | 125 | 150 | 175 | 200 | 763
Storage | CSP & 3.12.1 | Energy Savings (MWh) | 0 | 0 | 0 | 0 | 0 | 0
|  | Summer Demand Reduction (MW) | 0.050431 | 0.057995 | 0.063038 | 0.070603 | 0.075646 | 0.31771
|  | Winter Demand Reduction (MW) | 0.10086 | 0.11599 | 0.12608 | 0.14121 | 0.15129 | 0.63543
|  | Projected Participation | 20 | 23 | 25 | 28 | 30 | 126
Thermostat DR | CSP & 3.12.1 | Energy Savings (MWh) | 0 | 0 | 0 | 0 | 0 | 0
|  | Summer Demand Reduction (MW) | 0 | 0.096569 | 0.12876 | 0.14485 | 0.16095 | 0.53113
|  | Winter Demand Reduction (MW) | 0 | 0.096569 | 0.12876 | 0.14485 | 0.16095 | 0.53113
|  | Projected Participation | 0 | 300 | 400 | 450 | 500 | 1650
Thermostat DLS | CSP & 3.12.1 | Energy Savings (MWh) | 0 | 0 | 0 | 0 | 0 | 0
|  | Summer Demand Reduction (MW) | 0.087449 | 0.19239 | 0.22737 | 0.24486 | 0.2536 | 1.0057
|  | Winter Demand Reduction (MW) | 0.087449 | 0.19239 | 0.22737 | 0.24486 | 0.2536 | 1.0057
|  | Projected Participation | 250 | 550 | 650 | 700 | 725 | 2875
Custom DLS & DR - SCI | CSP & 3.12.1 | Energy Savings (MWh) | 0 | 0 | 0 | 0 | 0 | 0
|  | Summer Demand Reduction (MW) | 1.6095 | 1.6095 | 1.6095 | 1.6095 | 1.6095 | 8.0475
|  | Winter Demand Reduction (MW) | 1.6095 | 1.6095 | 1.6095 | 1.6095 | 1.6095 | 8.0475
|  | Projected Participation | 20 | 20 | 20 | 20 | 20 | 100
Front of Meter Measures - SCI | 1.17 | Energy Savings (MWh) | 0 | 0 | 0 | 0 | 0 | 0
|  | Summer Demand Reduction (MW) | 0 | 0 | 0 | 0 | 0 | 0
|  | Winter Demand Reduction (MW) | 0 | 0 | 0 | 0 | 0 | 0
|  | Projected Participation | 1 | 1 | 1 | 1 | 1 | 5
MF - Tenant - DI - LCI | Sec 2.1, 2.2.6, 2.2.12, 2.3.3 to 2.3.8 | Energy Savings (MWh) | 0.11672 | 0.11672 | 0.11672 | 0.11672 | 0.11672 | 0.58359
|  | Summer Demand Reduction (MW) | 1.381e-05 | 1.381e-05 | 1.381e-05 | 1.381e-05 | 1.381e-05 | 6.9048e-05
|  | Winter Demand Reduction (MW) | 1.7909e-05 | 1.7909e-05 | 1.7909e-05 | 1.7909e-05 | 1.7909e-05 | 8.9544e-05
|  | Projected Participation | 1 | 1 | 1 | 1 | 1 | 5
MF - Common - DI - LCI | 3.1.1, 3.1.3, 3.6.1, 2.4.9, 2.3.1 | Energy Savings (MWh) | 11.9 | 11.9 | 11.9 | 11.9 | 11.9 | 59.5
|  | Summer Demand Reduction (MW) | 0.0015668 | 0.0015668 | 0.0015668 | 0.0015668 | 0.0015668 | 0.0078338
|  | Winter Demand Reduction (MW) | 0.0016311 | 0.0016311 | 0.0016311 | 0.0016311 | 0.0016311 | 0.0081557
|  | Projected Participation | 1 | 1 | 1 | 1 | 1 | 5
MF - Tenant - Prescriptive - LCI | 2.3.1 | Energy Savings (MWh) | 0 | 0 | 0 | 0 | 0 | 0
|  | Summer Demand Reduction (MW) | 0 | 0 | 0 | 0 | 0 | 0
|  | Winter Demand Reduction (MW) | 0 | 0 | 0 | 0 | 0 | 0
|  | Projected Participation | 0 | 0 | 0 | 0 | 0 | 0
MF - Common - Prescriptive - LCI | 2.4.8 | Energy Savings (MWh) | 0 | 0 | 0 | 0 | 0 | 0
|  | Summer Demand Reduction (MW) | 0 | 0 | 0 | 0 | 0 | 0
|  | Winter Demand Reduction (MW) | 0 | 0 | 0 | 0 | 0 | 0
|  | Projected Participation | 0 | 0 | 0 | 0 | 0 | 0
MF - Tenant - Custom - LCI | 1.17 & 3.10 | Energy Savings (MWh) | 0 | 0 | 0 | 0 | 0 | 0
|  | Summer Demand Reduction (MW) | 0 | 0 | 0 | 0 | 0 | 0
|  | Winter Demand Reduction (MW) | 0 | 0 | 0 | 0 | 0 | 0
|  | Projected Participation | 0 | 0 | 0 | 0 | 0 | 0
MF - Common - Custom - LCI | 1.17 & 3.10 | Energy Savings (MWh) | 0 | 0 | 0 | 0 | 0 | 0
|  | Summer Demand Reduction (MW) | 0 | 0 | 0 | 0 | 0 | 0
|  | Winter Demand Reduction (MW) | 0 | 0 | 0 | 0 | 0 | 0
|  | Projected Participation | 0 | 0 | 0 | 0 | 0 | 0
Air Conditioning - Level 1 <=5.4 Tn - LCI | 3.2.1 & 3.2.2 | Energy Savings (MWh) | 2.6906 | 2.6906 | 2.6906 | 2.6906 | 2.6906 | 13.4529
|  | Summer Demand Reduction (MW) | 0.0013465 | 0.0013465 | 0.0013465 | 0.0013465 | 0.0013465 | 0.0067327
|  | Winter Demand Reduction (MW) | 0 | 0 | 0 | 0 | 0 | 0
|  | Projected Participation | 10 | 10 | 10 | 10 | 10 | 50
Air Conditioning - Level 1 >5.4 < 20 Tn - LCI | 3.2.1 & 3.2.2 | Energy Savings (MWh) | 28.1789 | 28.1789 | 28.1789 | 28.1789 | 28.1789 | 140.8946
|  | Summer Demand Reduction (MW) | 0.014102 | 0.014102 | 0.014102 | 0.014102 | 0.014102 | 0.070512
|  | Winter Demand Reduction (MW) | 0 | 0 | 0 | 0 | 0 | 0
|  | Projected Participation | 20 | 20 | 20 | 20 | 20 | 100
Air Conditioning - Level 1 >=20 Tn - LCI | 3.2.1 & 3.2.2 | Energy Savings (MWh) | 32.1416 | 32.1416 | 32.1416 | 32.1416 | 32.1416 | 160.7078
|  | Summer Demand Reduction (MW) | 0.016086 | 0.016086 | 0.016086 | 0.016086 | 0.016086 | 0.080428
|  | Winter Demand Reduction (MW) | 0 | 0 | 0 | 0 | 0 | 0
|  | Projected Participation | 20 | 20 | 20 | 20 | 20 | 100
Heat Pump - Level 1 <=5.4 Tn - LCI | 3.2.1 & 3.2.2 | Energy Savings (MWh) | 5.3296 | 5.3296 | 5.3296 | 5.3296 | 5.3296 | 26.6482
|  | Summer Demand Reduction (MW) | 0.0011373 | 0.0011373 | 0.0011373 | 0.0011373 | 0.0011373 | 0.0056865
|  | Winter Demand Reduction (MW) | 0.0011646 | 0.0011646 | 0.0011646 | 0.0011646 | 0.0011646 | 0.0058229
|  | Projected Participation | 8 | 8 | 8 | 8 | 8 | 40
Heat Pump - Water & GeoT - LCI | 3.2.4 | Energy Savings (MWh) | 9.5997 | 9.5997 | 9.5997 | 9.5997 | 9.5997 | 47.9985
|  | Summer Demand Reduction (MW) | 0.0014107 | 0.0014107 | 0.0014107 | 0.0014107 | 0.0014107 | 0.0070534
|  | Winter Demand Reduction (MW) | 0.0025831 | 0.0025831 | 0.0025831 | 0.0025831 | 0.0025831 | 0.012916
|  | Projected Participation | 5 | 5 | 5 | 5 | 5 | 25
Ductless Mini-Split HP – LCI | 3.2.5 & 3.2.6 | Energy Savings (MWh) | 1.7723 | 1.7723 | 1.7723 | 1.7723 | 1.7723 | 8.8613
|  | Summer Demand Reduction (MW) | 0.00028845 | 0.00028845 | 0.00028845 | 0.00028845 | 0.00028845 | 0.0014423
|  | Winter Demand Reduction (MW) | 0.00045556 | 0.00045556 | 0.00045556 | 0.00045556 | 0.00045556 | 0.0022778
|  | Projected Participation | 5 | 5 | 5 | 5 | 5 | 25
PTAC - LCI | 3.2.1 & 3.2.2 | Energy Savings (MWh) | 0.16617 | 0.16617 | 0.16617 | 0.16617 | 0.16617 | 0.83087
|  | Summer Demand Reduction (MW) | 8.3163e-05 | 8.3163e-05 | 8.3163e-05 | 8.3163e-05 | 8.3163e-05 | 0.00041582
|  | Winter Demand Reduction (MW) | 0 | 0 | 0 | 0 | 0 | 0
|  | Projected Participation | 2 | 2 | 2 | 2 | 2 | 10
PTHP - LCI | 3.2.1 & 3.2.2 | Energy Savings (MWh) | 0.30906 | 0.30906 | 0.30906 | 0.30906 | 0.30906 | 1.5453
|  | Summer Demand Reduction (MW) | 8.3163e-05 | 8.3163e-05 | 8.3163e-05 | 8.3163e-05 | 8.3163e-05 | 0.00041582
|  | Winter Demand Reduction (MW) | 5.4432e-05 | 5.4432e-05 | 5.4432e-05 | 5.4432e-05 | 5.4432e-05 | 0.00027216
|  | Projected Participation | 2 | 2 | 2 | 2 | 2 | 10
Room Air Conditioner- LCI | 3.2.9 | Energy Savings (MWh) | 0.047535 | 0.047535 | 0.047535 | 0.047535 | 0.047535 | 0.23767
|  | Summer Demand Reduction (MW) | 8.5797e-05 | 8.5797e-05 | 8.5797e-05 | 8.5797e-05 | 8.5797e-05 | 0.00042899
|  | Winter Demand Reduction (MW) | 0 | 0 | 0 | 0 | 0 | 0
|  | Projected Participation | 2 | 2 | 2 | 2 | 2 | 10
Smart Thermostat - LCI | 3.2.18 | Energy Savings (MWh) | 0.20392 | 0.20392 | 0.20392 | 0.20392 | 0.20392 | 1.0196
|  | Summer Demand Reduction (MW) | 1.8339e-05 | 1.8339e-05 | 1.8339e-05 | 1.8339e-05 | 1.8339e-05 | 9.1693e-05
|  | Winter Demand Reduction (MW) | 2.7686e-07 | 2.7686e-07 | 2.7686e-07 | 2.7686e-07 | 2.7686e-07 | 1.3843e-06
|  | Projected Participation | 1 | 1 | 1 | 1 | 1 | 5
HVAC - Custom - LCI | 3.2 | Energy Savings (MWh) | 100 | 100 | 100 | 100 | 100 | 500
|  | Summer Demand Reduction (MW) | 0.010731 | 0.010731 | 0.010731 | 0.010731 | 0.010731 | 0.053656
|  | Winter Demand Reduction (MW) | 0.0053656 | 0.0053656 | 0.0053656 | 0.0053656 | 0.0053656 | 0.026828
|  | Projected Participation | 1 | 1 | 1 | 1 | 1 | 5
Circulating Pump (Mid Strm) - LCI | 3.3.5 | Energy Savings (MWh) | 0.28181 | 0.28181 | 0.28181 | 0.28181 | 0.28181 | 1.4091
|  | Summer Demand Reduction (MW) | 0 | 0 | 0 | 0 | 0 | 0
|  | Winter Demand Reduction (MW) | 5.4422e-06 | 5.4422e-06 | 5.4422e-06 | 5.4422e-06 | 5.4422e-06 | 2.7211e-05
|  | Projected Participation | 1 | 1 | 1 | 1 | 1 | 5
HVAC - Maintenance - LCI | 3.2.7 & 3.2.8 | Energy Savings (MWh) | 0.59223 | 0.59223 | 0.59223 | 0.59223 | 0.59223 | 2.9611
|  | Summer Demand Reduction (MW) | 0.00022436 | 0.00022436 | 0.00022436 | 0.00022436 | 0.00022436 | 0.0011218
|  | Winter Demand Reduction (MW) | 2.8357e-06 | 2.8357e-06 | 2.8357e-06 | 2.8357e-06 | 2.8357e-06 | 1.4179e-05
|  | Projected Participation | 2 | 2 | 2 | 2 | 2 | 10
Furnace Fan (Retrofit or New to ECM) - LCI | 3.3.3 | Energy Savings (MWh) | 0.20226 | 0.20226 | 0.20226 | 0.20226 | 0.20226 | 1.0113
|  | Summer Demand Reduction (MW) | 2.8003e-05 | 2.8003e-05 | 2.8003e-05 | 2.8003e-05 | 2.8003e-05 | 0.00014001
|  | Winter Demand Reduction (MW) | 1.4633e-05 | 1.4633e-05 | 1.4633e-05 | 1.4633e-05 | 1.4633e-05 | 7.3165e-05
|  | Projected Participation | 1 | 1 | 1 | 1 | 1 | 5
Lighting Controls (Daylight & Occupancy) - LCI | 3.1.3 | Energy Savings (MWh) | 529.8568 | 529.8568 | 529.8568 | 529.8568 | 529.8568 | 2649.2842
|  | Summer Demand Reduction (MW) | 0.091831 | 0.091831 | 0.091831 | 0.091831 | 0.091831 | 0.45915
|  | Winter Demand Reduction (MW) | 0.074755 | 0.074755 | 0.074755 | 0.074755 | 0.074755 | 0.37378
|  | Projected Participation | 5000 | 5000 | 5000 | 5000 | 5000 | 25000
Lighting Control (Network) - LCI | 3.1.3 | Energy Savings (MWh) | 3090.8316 | 3090.8316 | 3090.8316 | 3090.8316 | 3090.8316 | 15454.1581
|  | Summer Demand Reduction (MW) | 0.53568 | 0.53568 | 0.53568 | 0.53568 | 0.53568 | 2.6784
|  | Winter Demand Reduction (MW) | 0.43607 | 0.43607 | 0.43607 | 0.43607 | 0.43607 | 2.1804
|  | Projected Participation | 2500000 | 2500000 | 2500000 | 2500000 | 2500000 | 12500000
LED Linear - LCI | 3.1.1 | Energy Savings (MWh) | 6884.5346 | 6884.5346 | 6884.5346 | 6884.5346 | 6884.5346 | 34422.6729
|  | Summer Demand Reduction (MW) | 1.1932 | 1.1932 | 1.1932 | 1.1932 | 1.1932 | 5.9659
|  | Winter Demand Reduction (MW) | 0.97131 | 0.97131 | 0.97131 | 0.97131 | 0.97131 | 4.8565
|  | Projected Participation | 40000 | 40000 | 40000 | 40000 | 40000 | 200000
Exit Sign - LCI | 3.1.4 | Energy Savings (MWh) | 25.2288 | 25.2288 | 25.2288 | 25.2288 | 25.2288 | 126.144
|  | Summer Demand Reduction (MW) | 0.0030906 | 0.0030906 | 0.0030906 | 0.0030906 | 0.0030906 | 0.015453
|  | Winter Demand Reduction (MW) | 0.0030906 | 0.0030906 | 0.0030906 | 0.0030906 | 0.0030906 | 0.015453
|  | Projected Participation | 120 | 120 | 120 | 120 | 120 | 600
LED Fixture External - LCI | 3.1.1 | Energy Savings (MWh) | 3315.68 | 3315.68 | 3315.68 | 3315.68 | 3315.68 | 16578.4
|  | Summer Demand Reduction (MW) | 0.1086 | 0.1086 | 0.1086 | 0.1086 | 0.1086 | 0.543
|  | Winter Demand Reduction (MW) | 0.57262 | 0.57262 | 0.57262 | 0.57262 | 0.57262 | 2.8631
|  | Projected Participation | 8000 | 8000 | 8000 | 8000 | 8000 | 40000
LED Fixture Internal - LCI | 3.1.1 | Energy Savings (MWh) | 7028.7133 | 7028.7133 | 7028.7133 | 7028.7133 | 7028.7133 | 35143.5665
|  | Summer Demand Reduction (MW) | 1.2182 | 1.2182 | 1.2182 | 1.2182 | 1.2182 | 6.0908
|  | Winter Demand Reduction (MW) | 0.99165 | 0.99165 | 0.99165 | 0.99165 | 0.99165 | 4.9582
|  | Projected Participation | 12000 | 12000 | 12000 | 12000 | 12000 | 60000
LED Lamp Mogul Base - LCI | 3.1.1 | Energy Savings (MWh) | 197.1194 | 197.1194 | 197.1194 | 197.1194 | 197.1194 | 985.5968
|  | Summer Demand Reduction (MW) | 0.034163 | 0.034163 | 0.034163 | 0.034163 | 0.034163 | 0.17082
|  | Winter Demand Reduction (MW) | 0.027811 | 0.027811 | 0.027811 | 0.027811 | 0.027811 | 0.13905
|  | Projected Participation | 500 | 500 | 500 | 500 | 500 | 2500
Street & Area Lighting (Customer Owned) - LCI | 3.1.1 | Energy Savings (MWh) | 7.56 | 7.56 | 7.56 | 7.56 | 7.56 | 37.8
|  | Summer Demand Reduction (MW) | 0 | 0 | 0 | 0 | 0 | 0
|  | Winter Demand Reduction (MW) | 0.00096581 | 0.00096581 | 0.00096581 | 0.00096581 | 0.00096581 | 0.004829
|  | Projected Participation | 30 | 30 | 30 | 30 | 30 | 150
LED Reach in Refrig / Frzer Light - LCI | 3.1.5 | Energy Savings (MWh) | 50.6679 | 50.6679 | 50.6679 | 50.6679 | 50.6679 | 253.3397
|  | Summer Demand Reduction (MW) | 0.0078144 | 0.0078144 | 0.0078144 | 0.0078144 | 0.0078144 | 0.039072
|  | Winter Demand Reduction (MW) | 0.0070581 | 0.0070581 | 0.0070581 | 0.0070581 | 0.0070581 | 0.035291
|  | Projected Participation | 200 | 200 | 200 | 200 | 200 | 1000
Reach in Refrig / Frzer Occupancy Sensor - LCI | 3.5.15 | Energy Savings (MWh) | 15.2633 | 15.2633 | 15.2633 | 15.2633 | 15.2633 | 76.3164
|  | Summer Demand Reduction (MW) | 0.002354 | 0.002354 | 0.002354 | 0.002354 | 0.002354 | 0.01177
|  | Winter Demand Reduction (MW) | 0.0021262 | 0.0021262 | 0.0021262 | 0.0021262 | 0.0021262 | 0.010631
|  | Projected Participation | 200 | 200 | 200 | 200 | 200 | 1000
Lighting - Other - LCI | 3.1 | Energy Savings (MWh) | 600.0004 | 600.0004 | 600.0004 | 600.0004 | 600.0004 | 3000.002
|  | Summer Demand Reduction (MW) | 0.10399 | 0.10399 | 0.10399 | 0.10399 | 0.10399 | 0.51994
|  | Winter Demand Reduction (MW) | 0.084651 | 0.084651 | 0.084651 | 0.084651 | 0.084651 | 0.42326
|  | Projected Participation | 6 | 6 | 6 | 6 | 6 | 30
Lighting - Custom - LCI | 1.17 & 3.1 | Energy Savings (MWh) | 3000.002 | 3000.002 | 3000.002 | 3000.002 | 3000.002 | 15000.0102
|  | Summer Demand Reduction (MW) | 0.51994 | 0.51994 | 0.51994 | 0.51994 | 0.51994 | 2.5997
|  | Winter Demand Reduction (MW) | 0.42326 | 0.42326 | 0.42326 | 0.42326 | 0.42326 | 2.1163
|  | Projected Participation | 6 | 6 | 6 | 6 | 6 | 30
Linear Lamp - MS - LCI | 3.1.6 | Energy Savings (MWh) | 1444.149 | 1444.149 | 1444.149 | 1444.149 | 1444.149 | 7220.745
|  | Summer Demand Reduction (MW) | 0.31762 | 0.31762 | 0.31762 | 0.31762 | 0.31762 | 1.5881
|  | Winter Demand Reduction (MW) | 0.21357 | 0.21357 | 0.21357 | 0.21357 | 0.21357 | 1.0678
|  | Projected Participation | 70000 | 70000 | 70000 | 70000 | 70000 | 350000
High/Low Bay Lamp - MS - LCI | 3.1.6 | Energy Savings (MWh) | 2636.145 | 2636.145 | 2636.145 | 2636.145 | 2636.145 | 13180.725
|  | Summer Demand Reduction (MW) | 0.57977 | 0.57977 | 0.57977 | 0.57977 | 0.57977 | 2.8989
|  | Winter Demand Reduction (MW) | 0.38985 | 0.38985 | 0.38985 | 0.38985 | 0.38985 | 1.9492
|  | Projected Participation | 9000 | 9000 | 9000 | 9000 | 9000 | 45000
LED Fixture - MS - LCI | 3.1.6 | Energy Savings (MWh) | 742.7052 | 742.7052 | 742.7052 | 742.7052 | 742.7052 | 3713.526
|  | Summer Demand Reduction (MW) | 0.16335 | 0.16335 | 0.16335 | 0.16335 | 0.16335 | 0.81673
|  | Winter Demand Reduction (MW) | 0.10984 | 0.10984 | 0.10984 | 0.10984 | 0.10984 | 0.54918
|  | Projected Participation | 9000 | 9000 | 9000 | 9000 | 9000 | 45000
Lighting Controls - MS-LCI | 3.1.6 | Energy Savings (MWh) | 1198.1088 | 1198.1088 | 1198.1088 | 1198.1088 | 1198.1088 | 5990.544
|  | Summer Demand Reduction (MW) | 0.2635 | 0.2635 | 0.2635 | 0.2635 | 0.2635 | 1.3175
|  | Winter Demand Reduction (MW) | 0.17718 | 0.17718 | 0.17718 | 0.17718 | 0.17718 | 0.88592
|  | Projected Participation | 20000 | 20000 | 20000 | 20000 | 20000 | 100000
Ref/Frzr -Reach In Special Doors (low/No Anti Swt) - LCI | 3.5.11 | Energy Savings (MWh) | 2.0599 | 2.0599 | 2.0599 | 2.0599 | 2.0599 | 10.2994
|  | Summer Demand Reduction (MW) | 0.00025234 | 0.00025234 | 0.00025234 | 0.00025234 | 0.00025234 | 0.0012617
|  | Winter Demand Reduction (MW) | 0.00025234 | 0.00025234 | 0.00025234 | 0.00025234 | 0.00025234 | 0.0012617
|  | Projected Participation | 10 | 10 | 10 | 10 | 10 | 50
ECM Evap Fan Motor - LCI | 3.5.2 | Energy Savings (MWh) | 14.1747 | 14.1747 | 14.1747 | 14.1747 | 14.1747 | 70.8737
|  | Summer Demand Reduction (MW) | 0.0017364 | 0.0017364 | 0.0017364 | 0.0017364 | 0.0017364 | 0.0086822
|  | Winter Demand Reduction (MW) | 0.0017364 | 0.0017364 | 0.0017364 | 0.0017364 | 0.0017364 | 0.0086822
|  | Projected Participation | 10 | 10 | 10 | 10 | 10 | 50
Evap Fan Controls - LCI | 3.5.3 | Energy Savings (MWh) | 8.176 | 8.176 | 8.176 | 8.176 | 8.176 | 40.8799
|  | Summer Demand Reduction (MW) | 0.00082474 | 0.00082474 | 0.00082474 | 0.00082474 | 0.00082474 | 0.0041237
|  | Winter Demand Reduction (MW) | 0.00082474 | 0.00082474 | 0.00082474 | 0.00082474 | 0.00082474 | 0.0041237
|  | Projected Participation | 10 | 10 | 10 | 10 | 10 | 50
Refrigerator - Reach In - LCI | 3.5.1 | Energy Savings (MWh) | 2.6827 | 2.6827 | 2.6827 | 2.6827 | 2.6827 | 13.4137
|  | Summer Demand Reduction (MW) | 0.00032864 | 0.00032864 | 0.00032864 | 0.00032864 | 0.00032864 | 0.0016432
|  | Winter Demand Reduction (MW) | 0.00032864 | 0.00032864 | 0.00032864 | 0.00032864 | 0.00032864 | 0.0016432
|  | Projected Participation | 5 | 5 | 5 | 5 | 5 | 25
Freezer - Reach In - LCI | 3.5.1 | Energy Savings (MWh) | 23.3235 | 23.3235 | 23.3235 | 23.3235 | 23.3235 | 116.6175
|  | Summer Demand Reduction (MW) | 0.0028572 | 0.0028572 | 0.0028572 | 0.0028572 | 0.0028572 | 0.014286
|  | Winter Demand Reduction (MW) | 0.0028572 | 0.0028572 | 0.0028572 | 0.0028572 | 0.0028572 | 0.014286
|  | Projected Participation | 10 | 10 | 10 | 10 | 10 | 50
Refrigerated Case Cover - LCI | 3.5.9, 3.5.14 & 3.5.15 | Energy Savings (MWh) | 3.965 | 3.965 | 3.965 | 3.965 | 3.965 | 19.825
|  | Summer Demand Reduction (MW) | 0 | 0 | 0 | 0 | 0 | 0
|  | Winter Demand Reduction (MW) | 0 | 0 | 0 | 0 | 0 | 0
|  | Projected Participation | 50 | 50 | 50 | 50 | 50 | 250
Anti Sweat Heater Control - LCI | 3.5.5 | Energy Savings (MWh) | 3.3641 | 3.3641 | 3.3641 | 3.3641 | 3.3641 | 16.8204
|  | Summer Demand Reduction (MW) | 0.00012491 | 0.00012491 | 0.00012491 | 0.00012491 | 0.00012491 | 0.00062454
|  | Winter Demand Reduction (MW) | 9.8915e-05 | 9.8915e-05 | 9.8915e-05 | 9.8915e-05 | 9.8915e-05 | 0.00049458
|  | Projected Participation | 5 | 5 | 5 | 5 | 5 | 25
Strip Curtain - LCI | 3.5.8 | Energy Savings (MWh) | 0.185 | 0.185 | 0.185 | 0.185 | 0.185 | 0.925
|  | Summer Demand Reduction (MW) | 3.8123e-05 | 3.8123e-05 | 3.8123e-05 | 3.8123e-05 | 3.8123e-05 | 0.00019061
|  | Winter Demand Reduction (MW) | 3.8123e-05 | 3.8123e-05 | 3.8123e-05 | 3.8123e-05 | 3.8123e-05 | 0.00019061
|  | Projected Participation | 5 | 5 | 5 | 5 | 5 | 25
Ice Machine - LCI | 3.7.1 | Energy Savings (MWh) | 2.1385 | 2.1385 | 2.1385 | 2.1385 | 2.1385 | 10.6927
|  | Summer Demand Reduction (MW) | 0.00042754 | 0.00042754 | 0.00042754 | 0.00042754 | 0.00042754 | 0.0021377
|  | Winter Demand Reduction (MW) | 0.00027355 | 0.00027355 | 0.00027355 | 0.00027355 | 0.00027355 | 0.0013678
|  | Projected Participation | 5 | 5 | 5 | 5 | 5 | 25
Beverage Vending Machine - Controls - LCI | 3.7.2 | Energy Savings (MWh) | 1.8754 | 1.8754 | 1.8754 | 1.8754 | 1.8754 | 9.3769
|  | Summer Demand Reduction (MW) | 0 | 0 | 0 | 0 | 0 | 0
|  | Winter Demand Reduction (MW) | 0 | 0 | 0 | 0 | 0 | 0
|  | Projected Participation | 5 | 5 | 5 | 5 | 5 | 25
Steam Cooker - LCI | 3.7.3 | Energy Savings (MWh) | 26.3821 | 26.3821 | 26.3821 | 26.3821 | 26.3821 | 131.9104
|  | Summer Demand Reduction (MW) | 0.0052744 | 0.0052744 | 0.0052744 | 0.0052744 | 0.0052744 | 0.026372
|  | Winter Demand Reduction (MW) | 0.0033747 | 0.0033747 | 0.0033747 | 0.0033747 | 0.0033747 | 0.016873
|  | Projected Participation | 5 | 5 | 5 | 5 | 5 | 25
Fryer - LCI | 3.7.6 | Energy Savings (MWh) | 5.9374 | 5.9374 | 5.9374 | 5.9374 | 5.9374 | 29.6871
|  | Summer Demand Reduction (MW) | 0.001187 | 0.001187 | 0.001187 | 0.001187 | 0.001187 | 0.0059351
|  | Winter Demand Reduction (MW) | 0.00075949 | 0.00075949 | 0.00075949 | 0.00075949 | 0.00075949 | 0.0037975
|  | Projected Participation | 5 | 5 | 5 | 5 | 5 | 25
Griddle - LCI | 3.7.9 | Energy Savings (MWh) | 13.6971 | 13.6971 | 13.6971 | 13.6971 | 13.6971 | 68.4855
|  | Summer Demand Reduction (MW) | 0.0027384 | 0.0027384 | 0.0027384 | 0.0027384 | 0.0027384 | 0.013692
|  | Winter Demand Reduction (MW) | 0.0017521 | 0.0017521 | 0.0017521 | 0.0017521 | 0.0017521 | 0.0087604
|  | Projected Participation | 5 | 5 | 5 | 5 | 5 | 25
Hot Food Holding Cabinet - LCI | 3.7.7 | Energy Savings (MWh) | 2.7266 | 2.7266 | 2.7266 | 2.7266 | 2.7266 | 13.6327
|  | Summer Demand Reduction (MW) | 0.00054332 | 0.00054332 | 0.00054332 | 0.00054332 | 0.00054332 | 0.0027166
|  | Winter Demand Reduction (MW) | 0.00034737 | 0.00034737 | 0.00034737 | 0.00034737 | 0.00034737 | 0.0017368
|  | Projected Participation | 5 | 5 | 5 | 5 | 5 | 25
Combination Oven - LCI | 3.7.4 | Energy Savings (MWh) | 23.4098 | 23.4098 | 23.4098 | 23.4098 | 23.4098 | 117.0488
|  | Summer Demand Reduction (MW) | 0.0046801 | 0.0046801 | 0.0046801 | 0.0046801 | 0.0046801 | 0.023401
|  | Winter Demand Reduction (MW) | 0.0029945 | 0.0029945 | 0.0029945 | 0.0029945 | 0.0029945 | 0.014972
|  | Projected Participation | 5 | 5 | 5 | 5 | 5 | 25
Convection Oven - LCI | 3.7.5 | Energy Savings (MWh) | 12.7676 | 12.7676 | 12.7676 | 12.7676 | 12.7676 | 63.8378
|  | Summer Demand Reduction (MW) | 0.0025525 | 0.0025525 | 0.0025525 | 0.0025525 | 0.0025525 | 0.012763
|  | Winter Demand Reduction (MW) | 0.0016332 | 0.0016332 | 0.0016332 | 0.0016332 | 0.0016332 | 0.0081659
|  | Projected Participation | 5 | 5 | 5 | 5 | 5 | 25
Dishwasher - LCI | 3.7.8 | Energy Savings (MWh) | 18.8237 | 18.8237 | 18.8237 | 18.8237 | 18.8237 | 94.1186
|  | Summer Demand Reduction (MW) | 0.0037633 | 0.0037633 | 0.0037633 | 0.0037633 | 0.0037633 | 0.018816
|  | Winter Demand Reduction (MW) | 0.0024079 | 0.0024079 | 0.0024079 | 0.0024079 | 0.0024079 | 0.012039
|  | Projected Participation | 5 | 5 | 5 | 5 | 5 | 25
Induction Cooktop - LCI | 3.7.10 | Energy Savings (MWh) | 0.022875 | 0.022875 | 0.022875 | 0.022875 | 0.022875 | 0.11438
|  | Summer Demand Reduction (MW) | 4.5732e-06 | 4.5732e-06 | 4.5732e-06 | 4.5732e-06 | 4.5732e-06 | 2.2866e-05
|  | Winter Demand Reduction (MW) | 2.9261e-06 | 2.9261e-06 | 2.9261e-06 | 2.9261e-06 | 2.9261e-06 | 1.463e-05
|  | Projected Participation | 1 | 1 | 1 | 1 | 1 | 5
Pre-Rinse Sprayer - LCI | 3.4.2 | Energy Savings (MWh) | 92.0323 | 92.0323 | 92.0323 | 92.0323 | 92.0323 | 460.1616
|  | Summer Demand Reduction (MW) | 0.02556 | 0.02556 | 0.02556 | 0.02556 | 0.02556 | 0.1278
|  | Winter Demand Reduction (MW) | 0.013955 | 0.013955 | 0.013955 | 0.013955 | 0.013955 | 0.069775
|  | Projected Participation | 50 | 50 | 50 | 50 | 50 | 250
Freezer Recycling - LCI | 2.4.3 | Energy Savings (MWh) | 2.2718 | 2.2718 | 2.2718 | 2.2718 | 2.2718 | 11.3588
|  | Summer Demand Reduction (MW) | 0.0002695 | 0.0002695 | 0.0002695 | 0.0002695 | 0.0002695 | 0.0013475
|  | Winter Demand Reduction (MW) | 0.00019391 | 0.00019391 | 0.00019391 | 0.00019391 | 0.00019391 | 0.00096957
|  | Projected Participation | 3 | 3 | 3 | 3 | 3 | 15
Refrigerator Recycling - LCI | 2.4.3 | Energy Savings (MWh) | 104.1373 | 104.1373 | 104.1373 | 104.1373 | 104.1373 | 520.6866
|  | Summer Demand Reduction (MW) | 0.015131 | 0.015131 | 0.015131 | 0.015131 | 0.015131 | 0.075656
|  | Winter Demand Reduction (MW) | 0.011332 | 0.011332 | 0.011332 | 0.011332 | 0.011332 | 0.056658
|  | Projected Participation | 137.5 | 137.5 | 137.5 | 137.5 | 137.5 | 687.5
Room Air Conditioner Recycling - LCI | 2.2.8 | Energy Savings (MWh) | 2.6387 | 2.6387 | 2.6387 | 2.6387 | 2.6387 | 13.1933
|  | Summer Demand Reduction (MW) | 0.0070343 | 0.0070343 | 0.0070343 | 0.0070343 | 0.0070343 | 0.035171
|  | Winter Demand Reduction (MW) | 0 | 0 | 0 | 0 | 0 | 0
|  | Projected Participation | 25 | 25 | 25 | 25 | 25 | 125
Dehumidifiers Recycling - LCI | 2.4.12 | Energy Savings (MWh) | 9.2119 | 9.2119 | 9.2119 | 9.2119 | 9.2119 | 46.0594
|  | Summer Demand Reduction (MW) | 0.003487 | 0.003487 | 0.003487 | 0.003487 | 0.003487 | 0.017435
|  | Winter Demand Reduction (MW) | 0 | 0 | 0 | 0 | 0 | 0
|  | Projected Participation | 18.75 | 18.75 | 18.75 | 18.75 | 18.75 | 93.75
LV Refrigerator Recycling - LCI | 2.4.4 | Energy Savings (MWh) | 0.98062 | 0.98062 | 0.98062 | 0.98062 | 0.98062 | 4.9031
|  | Summer Demand Reduction (MW) | 0.00014248 | 0.00014248 | 0.00014248 | 0.00014248 | 0.00014248 | 0.00071242
|  | Winter Demand Reduction (MW) | 0.00010671 | 0.00010671 | 0.00010671 | 0.00010671 | 0.00010671 | 0.00053353
|  | Projected Participation | 2.5 | 2.5 | 2.5 | 2.5 | 2.5 | 12.5
Cooler Recycling - LCI | 2.4.6 | Energy Savings (MWh) | 0.26002 | 0.26002 | 0.26002 | 0.26002 | 0.26002 | 1.3001
|  | Summer Demand Reduction (MW) | 3.7782e-05 | 3.7782e-05 | 3.7782e-05 | 3.7782e-05 | 3.7782e-05 | 0.00018891
|  | Winter Demand Reduction (MW) | 2.8294e-05 | 2.8294e-05 | 2.8294e-05 | 2.8294e-05 | 2.8294e-05 | 0.00014147
|  | Projected Participation | 2.5 | 2.5 | 2.5 | 2.5 | 2.5 | 12.5
EV Charging Cord - Level 2 - LCI | MA TRM V11 | Energy Savings (MWh) | 0.022143 | 0.022143 | 0.022143 | 0.022143 | 0.022143 | 0.11071
|  | Summer Demand Reduction (MW) | 2.4689e-06 | 2.4689e-06 | 2.4689e-06 | 2.4689e-06 | 2.4689e-06 | 1.2344e-05
|  | Winter Demand Reduction (MW) | 2.2503e-06 | 2.2503e-06 | 2.2503e-06 | 2.2503e-06 | 2.2503e-06 | 1.1251e-05
|  | Projected Participation | 1 | 1 | 1 | 1 | 1 | 5
Clothes Washer - LCI | 2.4.8 | Energy Savings (MWh) | 0.55872 | 0.55872 | 0.55872 | 0.55872 | 0.55872 | 2.7936
|  | Summer Demand Reduction (MW) | 8.8561e-05 | 8.8561e-05 | 8.8561e-05 | 8.8561e-05 | 8.8561e-05 | 0.00044281
|  | Winter Demand Reduction (MW) | 8.9098e-05 | 8.9098e-05 | 8.9098e-05 | 8.9098e-05 | 8.9098e-05 | 0.00044549
|  | Projected Participation | 5 | 5 | 5 | 5 | 5 | 25
Clothes Dryer - LCI | 2.4.9 | Energy Savings (MWh) | 0.37182 | 0.37182 | 0.37182 | 0.37182 | 0.37182 | 1.8591
|  | Summer Demand Reduction (MW) | 5.3706e-05 | 5.3706e-05 | 5.3706e-05 | 5.3706e-05 | 5.3706e-05 | 0.00026853
|  | Winter Demand Reduction (MW) | 5.3883e-05 | 5.3883e-05 | 5.3883e-05 | 5.3883e-05 | 5.3883e-05 | 0.00026942
|  | Projected Participation | 5 | 5 | 5 | 5 | 5 | 25
Refrigerator - LCI | 2.4.1 | Energy Savings (MWh) | 0.0075148 | 0.0075148 | 0.0075148 | 0.0075148 | 0.0075148 | 0.037574
|  | Summer Demand Reduction (MW) | 1.0919e-06 | 1.0919e-06 | 1.0919e-06 | 1.0919e-06 | 1.0919e-06 | 5.4595e-06
|  | Winter Demand Reduction (MW) | 8.1771e-07 | 8.1771e-07 | 8.1771e-07 | 8.1771e-07 | 8.1771e-07 | 4.0886e-06
|  | Projected Participation | 1 | 1 | 1 | 1 | 1 | 5
Water Heater - Heat Pump - LCI | 2.3.1 | Energy Savings (MWh) | 0.462 | 0.462 | 0.462 | 0.462 | 0.462 | 2.31
|  | Summer Demand Reduction (MW) | 5.2368e-05 | 5.2368e-05 | 5.2368e-05 | 5.2368e-05 | 5.2368e-05 | 0.00026184
|  | Winter Demand Reduction (MW) | 8.7137e-05 | 8.7137e-05 | 8.7137e-05 | 8.7137e-05 | 8.7137e-05 | 0.00043569
|  | Projected Participation | 2 | 2 | 2 | 2 | 2 | 10
Freezer - LCI | 2.4.2 | Energy Savings (MWh) | 0.01015 | 0.01015 | 0.01015 | 0.01015 | 0.01015 | 0.05075
|  | Summer Demand Reduction (MW) | 1.5107e-06 | 1.5107e-06 | 1.5107e-06 | 1.5107e-06 | 1.5107e-06 | 7.5537e-06
|  | Winter Demand Reduction (MW) | 1.087e-06 | 1.087e-06 | 1.087e-06 | 1.087e-06 | 1.087e-06 | 5.4352e-06
|  | Projected Participation | 1 | 1 | 1 | 1 | 1 | 5
Dehumidifier - LCI | 2.4.11 | Energy Savings (MWh) | 0.73931 | 0.73931 | 0.73931 | 0.73931 | 0.73931 | 3.6966
|  | Summer Demand Reduction (MW) | 0.00014948 | 0.00014948 | 0.00014948 | 0.00014948 | 0.00014948 | 0.00074741
|  | Winter Demand Reduction (MW) | 0 | 0 | 0 | 0 | 0 | 0
|  | Projected Participation | 5 | 5 | 5 | 5 | 5 | 25
Uninterruptible Power Supply (UPS) - LCI | 3.11.4 | Energy Savings (MWh) | 5.6807 | 5.6807 | 5.6807 | 5.6807 | 5.6807 | 28.4035
|  | Summer Demand Reduction (MW) | 0.0006959 | 0.0006959 | 0.0006959 | 0.0006959 | 0.0006959 | 0.0034795
|  | Winter Demand Reduction (MW) | 0.0006959 | 0.0006959 | 0.0006959 | 0.0006959 | 0.0006959 | 0.0034795
|  | Projected Participation | 2 | 2 | 2 | 2 | 2 | 10
Custom - LCI | 1.17 | Energy Savings (MWh) | 11200 | 11200 | 11200 | 11200 | 11200 | 56000
|  | Summer Demand Reduction (MW) | 1.1669 | 1.1669 | 1.1669 | 1.1669 | 1.1669 | 5.8346
|  | Winter Demand Reduction (MW) | 1.0536 | 1.0536 | 1.0536 | 1.0536 | 1.0536 | 5.2681
|  | Projected Participation | 112 | 112 | 112 | 112 | 112 | 560
Custom - Compressed Air - LCI | 1.17 & 3.10 | Energy Savings (MWh) | 1400 | 1400 | 1400 | 1400 | 1400 | 7000
|  | Summer Demand Reduction (MW) | 0.1715 | 0.1715 | 0.1715 | 0.1715 | 0.1715 | 0.85752
|  | Winter Demand Reduction (MW) | 0.1715 | 0.1715 | 0.1715 | 0.1715 | 0.1715 | 0.85752
|  | Projected Participation | 14 | 14 | 14 | 14 | 14 | 70
Custom - Refrigeration - LCI | 1.17 & 3.5 | Energy Savings (MWh) | 1400 | 1400 | 1400 | 1400 | 1400 | 7000
|  | Summer Demand Reduction (MW) | 0.14208 | 0.14208 | 0.14208 | 0.14208 | 0.14208 | 0.7104
|  | Winter Demand Reduction (MW) | 0.11366 | 0.11366 | 0.11366 | 0.11366 | 0.11366 | 0.56832
|  | Projected Participation | 14 | 14 | 14 | 14 | 14 | 70
Custom - Solar - LCI | 1.17 | Energy Savings (MWh) | 10820.575 | 10820.575 | 10820.575 | 10820.575 | 10820.575 | 54102.875
|  | Summer Demand Reduction (MW) | 2.8773 | 2.8773 | 2.8773 | 2.8773 | 2.8773 | 14.3867
|  | Winter Demand Reduction (MW) | 0.41003 | 0.41003 | 0.41003 | 0.41003 | 0.41003 | 2.0502
|  | Projected Participation | 9400 | 9400 | 9400 | 9400 | 9400 | 47000
Custom - CHP - LCI | 1.17 & 3.11.6 | Energy Savings (MWh) | 15000 | 15000 | 15000 | 15000 | 15000 | 75000
|  | Summer Demand Reduction (MW) | 1.7934 | 1.7934 | 1.7934 | 1.7934 | 1.7934 | 8.9672
|  | Winter Demand Reduction (MW) | 1.7934 | 1.7934 | 1.7934 | 1.7934 | 1.7934 | 8.9672
|  | Projected Participation | 1.5 | 1.5 | 1.5 | 1.5 | 1.5 | 7.5
Custom - Bldg Improvements - LCI | 1.17 & Vol 2 | Energy Savings (MWh) | 6000 | 6000 | 6000 | 6000 | 6000 | 30000
|  | Summer Demand Reduction (MW) | 0.90142 | 0.90142 | 0.90142 | 0.90142 | 0.90142 | 4.5071
|  | Winter Demand Reduction (MW) | 0.70826 | 0.70826 | 0.70826 | 0.70826 | 0.70826 | 3.5413
|  | Projected Participation | 60 | 60 | 60 | 60 | 60 | 300
Custom - New Construction - LCI | 1.17 & Vol 2 | Energy Savings (MWh) | 1000 | 1000 | 1000 | 1000 | 1000 | 5000
|  | Summer Demand Reduction (MW) | 0.12245 | 0.12245 | 0.12245 | 0.12245 | 0.12245 | 0.61227
|  | Winter Demand Reduction (MW) | 0.024491 | 0.024491 | 0.024491 | 0.024491 | 0.024491 | 0.12245
|  | Projected Participation | 10 | 10 | 10 | 10 | 10 | 50
Custom - Audit & Education - LCI | NA | Energy Savings (MWh) | 0 | 0 | 0 | 0 | 0 | 0
|  | Summer Demand Reduction (MW) | 0 | 0 | 0 | 0 | 0 | 0
|  | Winter Demand Reduction (MW) | 0 | 0 | 0 | 0 | 0 | 0
|  | Projected Participation | 10 | 10 | 10 | 10 | 10 | 50
Virtual/Meter Data Commissioning - LCI | 1.17 | Energy Savings (MWh) | 100 | 100 | 100 | 100 | 100 | 500
|  | Summer Demand Reduction (MW) | 0.008585 | 0.008585 | 0.008585 | 0.008585 | 0.008585 | 0.042925
|  | Winter Demand Reduction (MW) | 0.0071541 | 0.0071541 | 0.0071541 | 0.0071541 | 0.0071541 | 0.035771
|  | Projected Participation | 10 | 10 | 10 | 10 | 10 | 50
Retrocommissioning - LCI | 1.17 | Energy Savings (MWh) | 100 | 100 | 100 | 100 | 100 | 500
|  | Summer Demand Reduction (MW) | 0.008585 | 0.008585 | 0.008585 | 0.008585 | 0.008585 | 0.042925
|  | Winter Demand Reduction (MW) | 0.0071541 | 0.0071541 | 0.0071541 | 0.0071541 | 0.0071541 | 0.035771
|  | Projected Participation | 1 | 1 | 1 | 1 | 1 | 5
Building Operations Training - LCI | 3.11.5 | Energy Savings (MWh) | 500 | 500 | 500 | 500 | 500 | 2500
|  | Summer Demand Reduction (MW) | 0.071541 | 0.071541 | 0.071541 | 0.071541 | 0.071541 | 0.35771
|  | Winter Demand Reduction (MW) | 0.035771 | 0.035771 | 0.035771 | 0.035771 | 0.035771 | 0.17885
|  | Projected Participation | 10 | 10 | 10 | 10 | 10 | 50
Customer Concierge - LCI | NA | Energy Savings (MWh) | 0 | 0 | 0 | 0 | 0 | 0
|  | Summer Demand Reduction (MW) | 0 | 0 | 0 | 0 | 0 | 0
|  | Winter Demand Reduction (MW) | 0 | 0 | 0 | 0 | 0 | 0
|  | Projected Participation | 10 | 10 | 10 | 10 | 10 | 50
Energy Consultation - LCI | NA | Energy Savings (MWh) | 0 | 0 | 0 | 0 | 0 | 0
|  | Summer Demand Reduction (MW) | 0 | 0 | 0 | 0 | 0 | 0
|  | Winter Demand Reduction (MW) | 0 | 0 | 0 | 0 | 0 | 0
|  | Projected Participation | 10 | 10 | 10 | 10 | 10 | 50
Audits - LCI | NA | Energy Savings (MWh) | 0 | 0 | 0 | 0 | 0 | 0
|  | Summer Demand Reduction (MW) | 0 | 0 | 0 | 0 | 0 | 0
|  | Winter Demand Reduction (MW) | 0 | 0 | 0 | 0 | 0 | 0
|  | Projected Participation | 10 | 10 | 10 | 10 | 10 | 50
Managed Charging | CSP & 3.12.1 | Energy Savings (MWh) | 0 | 0 | 0 | 0 | 0 | 0
|  | Summer Demand Reduction (MW) | 0.0096581 | 0.010731 | 0.012877 | 0.015024 | 0.01717 | 0.06546
|  | Winter Demand Reduction (MW) | 0.0096581 | 0.010731 | 0.012877 | 0.015024 | 0.01717 | 0.06546
|  | Projected Participation | 45 | 50 | 60 | 70 | 80 | 305
Storage | CSP & 3.12.1 | Energy Savings (MWh) | 0 | 0 | 0 | 0 | 0 | 0
|  | Summer Demand Reduction (MW) | 0.050437 | 0.058002 | 0.063046 | 0.070611 | 0.075655 | 0.31775
|  | Winter Demand Reduction (MW) | 0.10087 | 0.116 | 0.12609 | 0.14122 | 0.15131 | 0.6355
|  | Projected Participation | 20 | 23 | 25 | 28 | 30 | 126
Custom DLS & DR - LCI | CSP & 3.12.1 | Energy Savings (MWh) | 0 | 0 | 0 | 0 | 0 | 0
|  | Summer Demand Reduction (MW) | 2.1462 | 2.1462 | 2.1462 | 2.1462 | 2.1462 | 10.7312
|  | Winter Demand Reduction (MW) | 2.1462 | 2.1462 | 2.1462 | 2.1462 | 2.1462 | 10.7312
|  | Projected Participation | 10 | 10 | 10 | 10 | 10 | 50
Front of Meter Measures - LCI | 1.17 | Energy Savings (MWh) | 0 | 0 | 0 | 0 | 0 | 0
|  | Summer Demand Reduction (MW) | 0 | 0 | 0 | 0 | 0 | 0
|  | Winter Demand Reduction (MW) | 0 | 0 | 0 | 0 | 0 | 0
|  | Projected Participation | 1 | 1 | 1 | 1 | 1 | 5
1 Each measure should receive its own row in the table. 2 Energy Savings and Demand Reduction should be aggregate (not per-unit) compliance values (not lifetime). Express MW impacts at the system-level (inclusive of line losses). 3 Projected participation should use the same basis as the units shown in Table 8. 4 If rows need to be added to accommodate more than 3 measures, ensure total formulas (orange highlighted cells) cover all new rows. Otherwise, do not edit formulas. 5 The Measure Number reflects the Company’s primary planning assumptions, other sections of the applicable PA TRM or other Evaluation guidance (e.g. Interim Measure Protocols) may be used to support the Company’s program reporting and evaluation results.

## Table 10
Table 10: Budget by Program
Program Name: ¹ | Residential Energy Solutions Program
Cost Element |  | PY18 | PY19 | PY20 | PY21 | PY22 | Phase V Total
Total Budget ($000) |  | 23558.2847 | 24254.7401 | 24149.1846 | 22260.7664 | 22446.2659 | 116669.2416
Incentives ($000) ² | Rebates | 10155.8776 | 10482.6276 | 10703.1276 | 9080.6476 | 9243.6476 | 49665.9282
| Upstream/Midstream Buydown | 0 | 0 | 0 | 0 | 0 | 0
| Kits | 0 | 0 | 0 | 0 | 0 | 0
| Direct Install Materials & Labor | 58 | 58 | 58 | 70.2316 | 70.2316 | 314.4632
| Braided Funding Support Labor | 412.2051 | 377.7411 | 377.5107 | 298.9838 | 298.9838 | 1765.4245
| Incentive Total | 10626.0827 | 10918.3687 | 11138.6384 | 9449.8631 | 9612.8631 | 51745.816
Non-Incentives ($000) | Program Design | 382.3291 | 168.6914 | 167.0395 | 165.7295 | 166.5265 | 1050.316
| Administrative | 1259.0016 | 1389.9919 | 1206.1938 | 1200.222 | 1294.6332 | 6350.0424
| EDC Delivery Costs | 0 | 0 | 0 | 0 | 0 | 0
| CSP Delivery Fees | 9594.1134 | 10145.0334 | 10009.0284 | 9865.521 | 9787.2241 | 49400.9203
| Marketing | 978.9808 | 987.81 | 986.515 | 985.4879 | 986.1128 | 4924.9066
| EM&V | 627.8174 | 644.8447 | 641.7696 | 593.9428 | 598.9062 | 3107.2806
| AEPS Registration Support | 0 | 0 | 0 | 0 | 0 | 0
| Other (Describe) | 89.9598 | 0 | 0 | 0 | 0 | 89.9598
| Non-Incentive Total | 12932.202 | 13336.3714 | 13010.5462 | 12810.9033 | 12833.4028 | 64923.4257
Percent Incentives³ |  | 45.11% | 45.02% | 46.12% | 42.45% | 42.83% | 44.35%
1 Each program should receive its own table. For additional programs, copy this table and change program name. 2 See 2026 TRC Order defintions of incentives. 3 The percent incentives must be 50% or greater. If this condition is met, cell I22 will turn green.
Program Name: ¹ | Low Income Energy Efficiency Program
Cost Element |  | PY18 | PY19 | PY20 | PY21 | PY22 | Phase V Total
Total Budget ($000) |  | 11574.0015 | 11260.8578 | 11267.2704 | 11192.6769 | 10905.3039 | 56200.1105
Incentives ($000) ² | Rebates | 815.5636 | 815.5636 | 815.5636 | 759.3086 | 759.3086 | 3965.3078
| Upstream/Midstream Buydown | 0 | 0 | 0 | 0 | 0 | 0
| Kits | 200 | 200 | 200 | 200 | 200 | 1000
| Direct Install Materials & Labor | 6016.75 | 6016.75 | 6016.75 | 6016.75 | 6016.75 | 30083.75
| Braided Funding Support Labor | 137.3782 | 131.3782 | 131.3937 | 134.2455 | 134.2455 | 668.641
| Incentive Total | 7169.6917 | 7163.6917 | 7163.7073 | 7110.304 | 7110.304 | 35717.6987
Non-Incentives ($000) | Program Design | 117.8017 | 46.4208 | 47.2512 | 47.2016 | 43.5449 | 302.2201
| Administrative | 384.8374 | 379.7485 | 338.3724 | 338.9884 | 335.9176 | 1777.8643
| EDC Delivery Costs | 0 | 0 | 0 | 0 | 0 | 0
| CSP Delivery Fees | 3018.999 | 2826.449 | 2872.599 | 2852.77 | 2582.26 | 14153.0769
| Marketing | 557.5792 | 555.9439 | 556.5949 | 556.5561 | 553.6892 | 2780.3632
| EM&V | 297.3745 | 288.604 | 288.7457 | 286.8568 | 279.5882 | 1441.1692
| AEPS Registration Support | 0 | 0 | 0 | 0 | 0 | 0
| Other (Describe) | 27.718 | 0 | 0 | 0 | 0 | 27.718
| Non-Incentive Total | 4404.3098 | 4097.1661 | 4103.5631 | 4082.3729 | 3794.9999 | 20482.4118
Percent Incentives³ |  | 61.95% | 63.62% | 63.58% | 63.53% | 65.2% | 63.55%
1 Each program should receive its own table. For additional programs, copy this table and change program name. 2 See 2026 TRC Order defintions of incentives. 3 The percent incentives must be 50% or greater. If this condition is met, cell I22 will turn green.
Program Name: ¹ | C&I Energy Solutions Program - Small
Cost Element |  | PY18 | PY19 | PY20 | PY21 | PY22 | Phase V Total
Total Budget ($000) |  | 24517.1142 | 23688.7894 | 23583.1361 | 23615.9215 | 23720.224 | 119125.1852
Incentives ($000) ² | Rebates | 5240.869 | 5258.659 | 5268.654 | 5277.209 | 5284.954 | 26330.3452
| Upstream/Midstream Buydown | 878.1673 | 878.1673 | 878.1673 | 878.1673 | 878.1673 | 4390.8365
| Kits | 0 | 0 | 0 | 0 | 0 | 0
| Direct Install Materials & Labor | 6265.4698 | 6265.4698 | 6265.4698 | 6265.4698 | 6265.4698 | 31327.3492
| Braided Funding Support Labor | 347.3621 | 320.0386 | 320.0608 | 324.2578 | 324.2578 | 1635.9772
| Incentive Total | 12731.8683 | 12722.3348 | 12732.352 | 12745.104 | 12752.849 | 63684.508
Non-Incentives ($000) | Program Design | 322.0752 | 127.5339 | 128.0927 | 128.9179 | 130.5946 | 837.2143
| Administrative | 1062.1627 | 1053.2999 | 927.2903 | 935.8518 | 1017.4443 | 4996.0491
| EDC Delivery Costs | 0 | 0 | 0 | 0 | 0 | 0
| CSP Delivery Fees | 8249.5948 | 7763.4148 | 7778.1698 | 7786.4898 | 7793.1198 | 39370.7891
| Marketing | 738.3734 | 734.3866 | 734.8247 | 735.4717 | 736.7862 | 3679.8425
| EM&V | 1256.095 | 1213.6571 | 1208.2442 | 1209.9239 | 1215.2676 | 6103.1879
| AEPS Registration Support | 81.1624 | 74.1624 | 74.1624 | 74.1624 | 74.1624 | 377.8119
| Other (Describe) | 75.7824 | 0 | 0 | 0 | 0 | 75.7824
| Non-Incentive Total | 11785.2459 | 10966.4546 | 10850.7841 | 10870.8174 | 10967.375 | 55440.6771
Percent Incentives³ |  | 51.93% | 53.71% | 53.99% | 53.97% | 53.76% | 53.46%
1 Each program should receive its own table. For additional programs, copy this table and change program name. 2 See 2026 TRC Order defintions of incentives. 3 The percent incentives must be 50% or greater. If this condition is met, cell I22 will turn green.
Program Name: ¹ | C&I Energy Solutions Program - Large
Cost Element |  | PY18 | PY19 | PY20 | PY21 | PY22 | Phase V Total
Total Budget ($000) |  | 20212.4071 | 19572.2847 | 19477.2954 | 19496.7481 | 19566.6996 | 98325.4348
Incentives ($000) ² | Rebates | 10548.3039 | 10551.5089 | 10554.6789 | 10558.6589 | 10561.8289 | 52774.9796
| Upstream/Midstream Buydown | 481.6886 | 481.6886 | 481.6886 | 481.6886 | 481.6886 | 2408.4432
| Kits | 0 | 0 | 0 | 0 | 0 | 0
| Direct Install Materials & Labor | 3.65 | 3.65 | 3.65 | 3.65 | 3.65 | 18.25
| Braided Funding Support Labor | 286.9287 | 276.1924 | 276.2275 | 282.8511 | 282.8511 | 1405.0507
| Incentive Total | 11320.5712 | 11313.04 | 11316.245 | 11326.8487 | 11330.0187 | 56606.7236
Non-Incentives ($000) | Program Design | 240.2941 | 94.854 | 95.1166 | 95.6509 | 96.834 | 622.7495
| Administrative | 794.9983 | 785.9597 | 691.1435 | 696.9377 | 757.0048 | 3726.0442
| EDC Delivery Costs | 0 | 0 | 0 | 0 | 0 | 0
| CSP Delivery Fees | 6045.6242 | 5663.5542 | 5664.5742 | 5665.6792 | 5666.6992 | 28706.1311
| Marketing | 599.5726 | 596.3655 | 596.5714 | 596.9903 | 597.9178 | 2987.4177
| EM&V | 1035.5503 | 1002.7546 | 997.888 | 998.8846 | 1002.4685 | 5037.546
| AEPS Registration Support | 119.2566 | 115.7566 | 115.7566 | 115.7566 | 115.7566 | 582.2829
| Other (Describe) | 56.5398 | 0 | 0 | 0 | 0 | 56.5398
| Non-Incentive Total | 8891.8358 | 8259.2447 | 8161.0503 | 8169.8994 | 8236.6809 | 41718.7112
Percent Incentives³ |  | 56.01% | 57.8% | 58.1% | 58.1% | 57.9% | 57.57%
1 Each program should receive its own table. For additional programs, copy this table and change program name. 2 See 2026 TRC Order defintions of incentives. 3 The percent incentives must be 50% or greater. If this condition is met, cell I22 will turn green.
Program Name: ¹ | Total Portfolio
Cost Element |  | PY18 | PY19 | PY20 | PY21 | PY22 | Phase V Total
Total Budget ($000) |  | 79861.8075 | 78776.672 | 78476.8865 | 76566.1129 | 76638.4933 | 390319.9721
Incentives ($000) ² | Rebates | 26760.6141 | 27108.3591 | 27342.0241 | 25675.8241 | 25849.7391 | 132736.5607
| Upstream/Midstream Buydown | 1359.8559 | 1359.8559 | 1359.8559 | 1359.8559 | 1359.8559 | 6799.2797
| Kits | 200 | 200 | 200 | 200 | 200 | 1000
| Direct Install Materials & Labor | 12343.8698 | 12343.8698 | 12343.8698 | 12356.1015 | 12356.1015 | 61743.8125
| Braided Funding Support Labor | 1183.874 | 1105.3502 | 1105.1927 | 1040.3382 | 1040.3382 | 5475.0934
| Incentive Total | 41848.2139 | 42117.4352 | 42350.9427 | 40632.1198 | 40806.0348 | 207754.7463
Non-Incentives ($000) | Program Design | 1062.5 | 437.5 | 437.5 | 437.5 | 437.5 | 2812.5
| Administrative | 3501 | 3609 | 3163 | 3172 | 3405 | 16850
| EDC Delivery Costs | 0 | 0 | 0 | 0 | 0 | 0
| CSP Delivery Fees | 26908.3314 | 26398.4514 | 26324.3714 | 26170.46 | 25829.3031 | 131630.9173
| Marketing | 2874.506 | 2874.506 | 2874.506 | 2874.506 | 2874.506 | 14372.53
| EM&V | 3216.8372 | 3149.8604 | 3136.6474 | 3089.6082 | 3096.2305 | 15689.1837
| AEPS Registration Support | 200.419 | 189.919 | 189.919 | 189.919 | 189.919 | 960.0948
| Other (Describe) | 250 | 0 | 0 | 0 | 0 | 250
| Non-Incentive Total | 38013.5935 | 36659.2368 | 36125.9438 | 35933.9931 | 35832.4586 | 182565.2258
Percent Incentives³ |  | 52.4% | 53.46% | 53.97% | 53.07% | 53.24% | 53.23%
1 Each program should receive its own table. For additional programs, copy this table and change program name. 2 See 2026 TRC Order defintions of incentives. 3 The percent incentives must be 50% or greater. If this condition is met, cell I22 will turn green.

## Table 11
Table 11: Summary of EE&C Costs by Sector and Program
Sector | EE&C Program ¹ | Cost Elements ($) ² | [8 empty] | Total Cost | Expected Acquisition Cost ³ ($/MWh) | Levelized Cost ⁴ ($/MWh) | Expected Acquisition Cost ($/MW)
|  | Incentives | Program Design | Administrative | EDC Delivery Costs | CSP Delivery Fees | Marketing | EM&V | AEPS Registration Support | Other (Describe)
Residential Portfolio (incl. Low-Income) | Residential Energy Solutions Program | 51745815.9553 | 0 | 0 | 0 | 49400920.2844 | 4924906.5649 | 3107280.648 | 0 | 0 | 109178923.4527 | 373.9269 | 0.10664 | 1607523.3812
| Low Income Energy Efficiency Program | 35717698.7262 | 0 | 0 | 0 | 14153076.9012 | 2780363.2119 | 1441169.1585 | 0 | 0 | 54092307.9978 | 768.1389 | 0.14096 | 3545273.4914
0
0
| Sector Total ⁵ | 87463514.6815 | 0 | 0 | 0 | 63553997.1856 | 7705269.7768 | 4548449.8066 | 0 | 0 | 163271231.4505 | 1142.0658 | 0.2476 | 5152796.8726
Small C&I | C&I Energy Solutions Program - Small | 63684508.0443 |  |  | 0 | 39370789.0555 | 3679842.5492 | 6103187.8555 | 377811.875 |  | 113216139.3795 | 314.7281 | 0.077622 | 2165954.6617
0
0
0
| Sector Total | 63684508.0443 | 0 | 0 | 0 | 39370789.0555 | 3679842.5492 | 6103187.8555 | 377811.875 | 0 | 113216139.3795 | 314.7281 | 0.077622 | 2165954.6617
Large C&I | C&I Energy Solutions Program - Large | 56606723.5778 |  |  | 0 | 28706131.1065 | 2987417.674 | 5037545.9937 | 582282.9063 |  | 93920101.2584 | 238.1771 | 0.066641 | 1684331.5671
0
0
0
| Sector Total | 56606723.5778 | 0 | 0 | 0 | 28706131.1065 | 2987417.674 | 5037545.9937 | 582282.9063 | 0 | 93920101.2584 | 238.1771 | 0.066641 | 1684331.5671
1 List each EE&C program by name. Add rows as necessary, preserving formulas in totals rows. 2 List all cost elements for each program that can be directly identified as relating exclusively to the specific customer sector addressed in this table. Any cost elements that are applicable to multiple sectors, or are common across all sectors, are to be listed in Table 11 (relating to Common Costs). Because cost elements may vary for each EDC and program, the EDC should designate cost elements at its discretion, and the Commission will review and evaluate the prudence and reasonableness of all costs shown. 3 The numerator in the acquisition cost calculation is the full EDC cost, free of any allocation. Acquisition costs are first-year. 4 The levelized cost of energy is the gross TRC costs divided by the discounted lifetime MWh savings 5 If rows need to be added to accommodate more than 4 programs, ensure total formulas (orange highlighted cells) cover all new rows. Otherwise, do not edit formulas.

## Table 12
Table 12: Allocation of Common Costs to Applicable Customer Sector
Common Cost Element 1 | Total Cost ($) | Basis for Cost Allocation 2 | Sector Cost Allocation ($)
|  |  | Residential (Including Low-Income) | Small C&I | Large C&I
Program Design | 2812500 | Ratio of each programs specific delivery and marketing costs | 1352536.1233 | 837214.3291 | 622749.5476
Administrative | 16850000 | Ratio of each programs specific delivery and marketing costs | 8127906.7401 | 4996049.0813 | 3726044.1786
Other (Describe) | 250000 | Ratio of each programs specific delivery and marketing costs, including external legal | 117677.8285 | 75782.3902 | 56539.7813
Totals | 19912500 |  | 9598120.6919 | 5909045.8006 | 4405333.5075
SWE Cost ³ | 4000000
1 List all identified cost elements that are determined to be applicable to multiple customer sectors, or are common across all sectors. Because cost elements may vary for each EDC and program, the EDC should designate cost elements at its discretion, and the Commission will review and evaluate the prudence and reasonableness of all costs shown. 2 Provide a brief explanation of the methodology used to allocate each common cost element to the applicable customer sectors. 3 The Statewide Evaluator (SWE) costs are separate from the "2% rule" wherein EDCs have a budget ceiling that limits program spending to two percent of each EDC’s 2006 annual revenue. 4 If rows need to be added to accommodate more than 4 programs, ensure total formulas (orange highlighted cells) cover all new rows. Otherwise, do not edit formulas.

## Table 13
Table 13: Summary of Portfolio EE&C Costs
Portfolio | Total Sector Portfolio-specific Costs 1 | Total Common Costs 2 | Total of All Costs
Residential (Including Low-Income) | 163271231.4505 | 9598120.6919 | 172869352.1424
Small C&I | 113216139.3795 | 5909045.8006 | 119125185.1801
Large C&I | 93920101.2584 | 4405333.5075 | 98325434.7659
Totals | 370407472.0884 | 19912500 | 390319972.0884
1 Cost figures are automatically carried over from the Sector Total rows of Table 11. 2 Cost figures are automatically carried over from the bottom row ("Totals") of Table 12. Does not include SWE cost.

## Table 14 (Gross)
Table 14: TRC Benefits Table (Gross)
Portfolio | NTGR & TRC Ratio |  |  | TRC Costs By Program Per Year ($000) |  |  |  | TRC Benefits By Program Per Year ($000)
Program | Program Year² | NTGR | Gross TRC1 | Incremental Measure Cost |  | Program Administration Cost | Total TRC Costs | Capacity Benefits⁴ | Energy Benefits5 | Fossil Fuel and Water Benefits | O&M Benefits | Total TRC Benefits
|  |  |  | Paid by EDC | Paid by Participants
Residential Energy Solutions Program | PY18 | 1 | 1.0784 | 9924.9309 | 24300.6898 | 12932.202 | 47157.8228 | 16798.6214 | 31913.0455 | 2467.9981 | -324.8902 | 50854.7748
| PY19 | 1 | 1.095 | 9891.3868 | 26632.7251 | 13336.3714 | 49860.4833 | 17488.7858 | 34915.5961 | 2517.5191 | -324.8902 | 54597.0108
| PY20 | 1 | 1.0493 | 9881.1568 | 28175.2825 | 13010.5462 | 51066.9856 | 17737.6188 | 33591.913 | 2580.3741 | -324.8902 | 53585.0157
| PY21 | 1 | 1.1158 | 8040.1431 | 22805.7123 | 12810.9033 | 43656.7586 | 16752.5609 | 29628.4277 | 2654.737 | -324.8902 | 48710.8354
| PY22 | 1 | 1.0825 | 8040.1431 | 22805.7123 | 12833.4028 | 43679.2581 | 16474.7212 | 28400.6438 | 2732.2276 | -324.8902 | 47282.7025
Residential Energy Solutions Program Total |  | 1 | 1.0833 | 45777.7607 | 124720.122 | 64923.4257 | 235421.3084 | 85252.308 | 158449.6262 | 12952.8559 | -1624.451 | 255030.3392
Low Income Energy Efficiency Program | PY18 | 1 | 1.0918 | 7054.1724 | 3260.3558 | 4404.3098 | 14718.838 | 3427.2104 | 9946.7956 | 2696.5818 | 0 | 16070.5878
| PY19 | 1 | 1.138 | 7050.6921 | 3263.8361 | 4097.1661 | 14411.6943 | 3375.5237 | 10275.2001 | 2750.4187 | 0 | 16401.1425
| PY20 | 1 | 1.1596 | 7050.6959 | 3263.8323 | 4103.5631 | 14418.0913 | 3482.4202 | 10431.992 | 2805.4393 | 0 | 16719.8516
| PY21 | 1 | 1.1849 | 7009.0387 | 2990.2727 | 4082.3729 | 14081.6843 | 3490.3478 | 10333.7182 | 2861.6964 | 0 | 16685.7624
| PY22 | 1 | 1.2144 | 7009.0387 | 2990.2727 | 3794.9999 | 13794.3113 | 3500.9705 | 10331.808 | 2919.2183 | 0 | 16751.9968
Low Income Energy Efficiency Program Total |  | 1 | 1.1569 | 35173.6379 | 15768.5695 | 20482.4118 | 71424.6192 | 17276.4726 | 51319.5139 | 14033.3546 | 0 | 82629.3411
C&I Energy Solutions Program - Small | PY18 | 1 | 1.1532 | 12462.2658 | 46854.9363 | 11704.0835 | 71021.2856 | 24253.7726 | 59253.4927 | -1522.8043 | -81.02 | 81903.441
| PY19 | 1 | 1.1717 | 12432.4564 | 47463.1813 | 10892.2923 | 70787.9299 | 24150.3321 | 60418.1956 | -1545.3745 | -81.02 | 82942.1332
| PY20 | 1 | 1.1926 | 12432.4776 | 47848.7837 | 10776.6218 | 71057.8831 | 24806.5356 | 61594.798 | -1578.9575 | -81.02 | 84741.3561
| PY21 | 1 | 1.2176 | 12436.492 | 47844.7693 | 10796.6551 | 71077.9164 | 25424.4868 | 62823.0244 | -1625.314 | -81.02 | 86541.1773
| PY22 | 1 | 1.2407 | 12436.492 | 47844.7693 | 10893.2126 | 71174.4739 | 26012.2257 | 64060.2058 | -1684.8216 | -81.02 | 88306.59
C&I Energy Solutions Program - Small Total |  | 1 | 1.1952 | 62200.1838 | 237856.4399 | 55062.8653 | 355119.4889 | 124647.3528 | 308149.7166 | -7957.2719 | -405.1 | 424434.6975
C&I Energy Solutions Program - Large | PY18 | 1 | 1.0579 | 10766.0749 | 53920.9094 | 8772.5792 | 73459.5635 | 16449.4735 | 66046.2216 | -4403.1824 | -380.794 | 77711.7186
| PY19 | 1 | 1.0384 | 10752.3176 | 56653.3136 | 8143.4881 | 75549.1193 | 15918.1312 | 67388.0943 | -4476.5592 | -380.794 | 78448.8724
| PY20 | 1 | 1.0359 | 10752.3512 | 58465.7113 | 8045.2938 | 77263.3563 | 16247.6657 | 68741.9955 | -4571.8932 | -380.794 | 80036.974
| PY21 | 1 | 1.0568 | 10758.6932 | 58459.3692 | 8054.1429 | 77272.2053 | 16584.6017 | 70152.878 | -4691.9873 | -380.794 | 81664.6983
| PY22 | 1 | 1.0765 | 10758.6932 | 58459.3692 | 8120.9243 | 77338.9868 | 16927.977 | 71545.5311 | -4838.5961 | -380.794 | 83254.118
C&I Energy Solutions Program - Large Total |  | 1 | 1.0531 | 53788.1302 | 285958.6727 | 41136.4283 | 380883.2312 | 82127.8491 | 343874.7205 | -22982.2183 | -1903.97 | 401116.3813
Total ⁶ |  | 1 | 1.1154 | 196939.7126 | 664303.8041 | 181605.131 | 1042848.6477 | 309303.9825 | 861793.5772 | -3953.2796 | -3933.521 | 1163210.759
1 The TRC ratio compares the present value of the TRC benefits to the present value of the TRC costs with both costs and benefits expressed in $2026 2 Program listings and corresponding Program Years are for illustrative purposes. Submit yearly projections for each program 3 Prepare and submit separate tables for gross and net TRC (see Table 14 Net and Table 14 Gross). NTGR should equal 1.0 for gross tables. 4 Capacity costs include generation, transmission, distribution, and capacity DRIPE. 5 Energy is inclusive of reduced AEPS compliance cost, arrearages, and energy DRIPE components. 6 If rows need to be added to accommodate more than 2 programs, ensure total formulas (orange highlighted cells) cover all new rows. Otherwise, do not edit formulas.

## Table 14 (Net)
Table 14: TRC Benefits Table (Net)
Portfolio | NTGR & TRC Ratio |  |  | TRC Costs By Program Per Year ($000) |  |  |  | TRC Benefits By Program Per Year ($000)
Program | Program Year² | NTGR | Net TRC1 | Incremental Measure Cost |  | Program Administration Cost | Total TRC Costs | Capacity Benefits⁴ | Energy Benefits5 | Fossil Fuel and Water Benefits | O&M Benefits | Total TRC Benefits
|  |  |  | Paid by EDC | Paid by Participants
Residential Energy Solutions Program | PY18 | 0.72371 | 0.87514 | 8937.9391 | 15902.731 | 12932.202 | 37772.8721 | 9808.5318 | 22078.1582 | 1469.3936 | -299.6701 | 33056.4135
| PY19 | 0.77311 | 0.909 | 8908.3945 | 18052.3429 | 13336.3714 | 40297.1088 | 10562.4692 | 24868.4999 | 1498.8767 | -299.6701 | 36630.1758
| PY20 | 0.7425 | 0.83832 | 8898.1625 | 19475.9531 | 13010.5462 | 41384.6618 | 10112.4908 | 23344.655 | 1536.2541 | -299.6701 | 34693.7299
| PY21 | 0.79959 | 0.88367 | 7052.2218 | 17238.353 | 12810.9033 | 37101.4781 | 9626.4029 | 21876.2213 | 1582.6594 | -299.6701 | 32785.6135
| PY22 | 0.77836 | 0.82887 | 7052.2218 | 17238.353 | 12833.4028 | 37123.9776 | 8959.5853 | 20482.1648 | 1628.7493 | -299.6701 | 30770.8294
Residential Energy Solutions Program Total |  | 0.76366 | 0.86708 | 40848.9398 | 87907.733 | 64923.4257 | 193680.0984 | 49069.4801 | 112649.6993 | 7715.9332 | -1498.3505 | 167936.7621
Low Income Energy Efficiency Program | PY18 | 0.81483 | 0.94707 | 6619.7888 | 2622.8105 | 4404.3098 | 13646.9091 | 2614.81 | 8314.9013 | 1994.8843 | 0 | 12924.5956
| PY19 | 0.82908 | 0.99157 | 6616.3085 | 2626.2908 | 4097.1661 | 13339.7654 | 2580.1425 | 8612.3925 | 2034.726 | 0 | 13227.2609
| PY20 | 0.82443 | 1.0095 | 6616.3122 | 2626.287 | 4103.5631 | 13346.1623 | 2659.667 | 8738.1718 | 2075.4277 | 0 | 13473.2664
| PY21 | 0.81304 | 1.0249 | 6574.6551 | 2481.369 | 4082.3729 | 13138.397 | 2665.3016 | 8683.3828 | 2117.024 | 0 | 13465.7084
| PY22 | 0.78299 | 1.0474 | 6574.6551 | 2481.369 | 3794.9999 | 12851.0239 | 2655.2484 | 8645.8942 | 2159.535 | 0 | 13460.6775
Low Income Energy Efficiency Program Total |  | 0.8143 | 1.0035 | 33001.7197 | 12838.1263 | 20482.4118 | 66322.2578 | 13175.1693 | 42994.7426 | 10381.597 | 0 | 66551.5089
C&I Energy Solutions Program - Small | PY18 | 0.76317 | 1.1029 | 12421.0255 | 32159.943 | 11704.0835 | 56285.052 | 17592.8609 | 45322.4847 | -790.6489 | -49.5037 | 62075.1929
| PY19 | 0.76317 | 1.1268 | 12391.2176 | 32543.1784 | 10892.2923 | 55826.6882 | 17558.1238 | 46198.2933 | -801.4169 | -49.5037 | 62905.4966
| PY20 | 0.76317 | 1.1481 | 12391.2388 | 32778.7754 | 10776.6218 | 55946.636 | 18018.0118 | 47084.8624 | -819.1391 | -49.5037 | 64234.2314
| PY21 | 0.76317 | 1.1716 | 12395.2525 | 32774.7617 | 10796.6551 | 55966.6693 | 18454.434 | 48008.7747 | -844.9523 | -49.5037 | 65568.7528
| PY22 | 0.76317 | 1.1931 | 12395.2525 | 32774.7617 | 10893.2126 | 56063.2269 | 18869.3639 | 48945.7812 | -879.0677 | -49.5037 | 66886.5737
C&I Energy Solutions Program - Small Total |  | 0.8143 | 1.1485 | 61993.9869 | 163031.4202 | 55062.8653 | 280088.2723 | 90492.7944 | 235560.1963 | -4135.2248 | -247.5185 | 321670.2473
C&I Energy Solutions Program - Large | PY18 | 0.6687 | 0.9726 | 10756.272 | 33854.4427 | 8772.5792 | 53383.294 | 10664.9135 | 44225.073 | -2736.8184 | -232.6673 | 51920.5008
| PY19 | 0.6687 | 0.96487 | 10743.7339 | 35528.0899 | 8143.4881 | 54415.3119 | 10402.2751 | 45116.5311 | -2782.3679 | -232.6673 | 52503.7709
| PY20 | 0.6687 | 0.96635 | 10743.7675 | 36635.4624 | 8045.2938 | 55424.5236 | 10616.7019 | 46016.8068 | -2841.6233 | -232.6673 | 53559.2181
| PY21 | 0.6687 | 0.9857 | 10750.1095 | 36629.1203 | 8054.1429 | 55433.3727 | 10835.5584 | 46954.3955 | -2916.3538 | -232.6673 | 54640.9327
| PY22 | 0.6687 | 1.0036 | 10750.1095 | 36629.1203 | 8120.9243 | 55500.1542 | 11058.9429 | 47882.5223 | -3007.6082 | -232.6673 | 55701.1896
C&I Energy Solutions Program - Large Total |  | 0.6687 | 0.97873 | 53743.9924 | 179276.2357 | 41136.4283 | 274156.6564 | 53578.3917 | 230195.3287 | -14284.7715 | -1163.3367 | 268325.6122
Total ⁶ |  | 0.73316 | 1.0126 | 189588.6387 | 443053.5152 | 181605.131 | 814247.2849 | 206315.8354 | 621399.9669 | -322.4661 | -2909.2057 | 824484.1305
1 The TRC ratio compares the present value of the TRC benefits to the present value of the TRC costs with both costs and benefits expressed in $2026 2 Program listings and corresponding Program Years are for illustrative purposes. Submit yearly projections for each program 3 Prepare and submit separate tables for gross and net TRC (see Table 14 Net and Table 14 Gross). NTGR should equal 1.0 for gross tables. 4 Capacity costs include generation, transmission, distribution, and capacity DRIPE. 5 Energy is inclusive of reduced AEPS compliance cost, arrearages, and energy DRIPE components. 6 If rows need to be added to accommodate more than 2 programs, ensure total formulas (orange highlighted cells) cover all new rows. Otherwise, do not edit formulas.

## Table 15
Table 15: Portfolio Summary of Lifetime Costs and Benefits of EE&C Plan
Sector | Total Discounted Lifetime Costs ($000) | Total Discounted Lifetime Benefits ($000) ³ | Present Value of Net1 Benefits ($000) | Benefit-Cost Ratio (TRC Ratio)
Market Rate EE (exclusive of Low-Income)2 | 678201.153 | 799906.1139 | 121704.961 | 1.1795
Low-Income | 108157.5117 | 109972.4941 | 1814.9824 | 1.0168
Solar PV | 184139.9391 | 147859.6185 | -36280.3206 | 0.80297
CHP | 53444.0446 | 84518.7688 | 31074.7241 | 1.5814
Demand Response | 18905.9993 | 20953.7637 | 2047.7645 | 1.1083
Total Portfolio | 1042848.6477 | 1163210.759 | 120362.1114 | 1.1154
1 “Net” refers to the arithmetic difference between the previous two columns. It does not refer to net verified savings. Calculate Present Value of Net Benefits and TRC ratio per the 2026 TRC Test Order (entered November 2024). 2 The June 18, 2025 Implementation Order disallowed the inclusion of low-income participation in non-low-income programs in the calculation of savings towards the low-income carve-out. 3 Includes only savings from measures installed and operable between June 1, 2026, and May 31, 2031, and excludes carryover of Phase IV savings.