## Table of Contents
Table of Contents
# | Name
1 | Table 1 P5 Settlement
2 | Table 2 P5 Settlement
3 | Table 3 P5 Settlement
4 | Table 4 P5 Settlement
5 | Table 5 P5 Settlement
6 | Table 6 P5 Settlement
7 | Table 7 P5 Settlement
8 | Table 8A P5 Settlement
9 | Table 8B P5 Settlement
10 | Table 9 P5 Settlement
11 | Table 10 P5 Settlement
12 | Table 11 P5 Settlement
13 | Table 12 P5 Settlement
14 | Table 13 P5 Settlement
15 | Table 14 - Gross P5 Settlement
16 | Table 14 - Net P5 Settlement

## Table 1 P5 Settlement
Table 1: Portfolio Summary of Lifetime Costs and Benefits of EE&C Plan
Sector | Total Discounted Lifetime Costs ($000) | Total Discounted Lifetime Benefits ($000) ³ | Present Value of Net1 Benefits ($000) | Benefit-Cost Ratio (TRC Ratio)
Market Rate Residential (exclusive of Low-Income)2 | 54460.247 | 45440.3987 | -9019.8483 | 0.83438
Residential Low-Income | 6959.3887 | 19858.1779 | 12898.7892 | 2.8534
Small Commercial & Industrial | 43548.3933 | 106051.257 | 62502.8637 | 2.4353
Large Commercial & Industrial | 46073.4838 | 137640.9518 | 91567.468 | 2.9874
Total Portfolio | 151041.5128 | 308990.7853 | 157949.2725 | 2.0457
1 “Net” refers to the arithmetic difference between the previous two columns. It does not refer to net verified savings. Calculate Present Value of Net Benefits and TRC ratio per the 2026 TRC Test Order (entered November 2024). 2 The June 18, 2025 Implementation Order disallowed the inclusion of low-income participation in non-low-income programs in the calculation of savings towards the low-income carve-out. 3 Includes only savings from measures installed and operable between June 1, 2026, and May 31, 2031, and excludes carryover of Phase IV savings.

## Table 2 P5 Settlement
Table 2: Summary of Portfolio Energy Savings
MWh Saved for Consumption Reductions (Meter-Level) | PY18 |  | PY19 |  | PY20 |  | PY21 |  | PY22 |  | Total
| 1st-Year MWh ⁴ | Lifetime MWh | 1st-Year MWh | Lifetime MWh | 1st-Year MWh | Lifetime MWh | 1st-Year MWh | Lifetime MWh | 1st-Year MWh | Lifetime MWh | 1st-Year MWh | Lifetime MWh
Baseline1 | 14085512 |  | 14085512 |  | 14085512 |  | 14085512 |  | 14085512 |  | 14085512
Market Rate Residential Sector (exclusive of Low-Income) – Projected Incremental Savings | 10065.0434 | 58916.2541 | 12984.2881 | 87948.06 | 14414.4574 | 106529.6378 | 13654.6411 | 108238.1371 | 11707.5701 | 90075.6104 | 62826 | 451707.6994
Residential Low-Income Sub-Sector – Projected Incremental Savings | 4092.0055 | 30587.995 | 3769.8647 | 30180.0424 | 3802.8667 | 30468.8707 | 3834.8685 | 30748.9467 | 3932.3946 | 31200.5845 | 19432 | 153186.4393
Small C&I Sector – Projected Incremental Savings | 12905.3564 | 184293.9936 | 14224.9868 | 202762.8774 | 15969.2488 | 226514.8425 | 17586.3137 | 248392.855 | 15314.5253 | 218814.7772 | 76000.431 | 1080779.3457
Large C&I Sector – Projected Incremental Savings | 16058.7445 | 208492.9948 | 20452.0323 | 269213.4405 | 25092.9234 | 331067.1519 | 28511.1421 | 375199.6503 | 24589.4576 | 328470.3617 | 114704.3 | 1512443.5992
EE&C Plan Total – Projected Incremental Savings | 43121.1498 | 482291.2375 | 51431.1719 | 590104.4203 | 59279.4964 | 694580.5029 | 63586.9653 | 762579.5891 | 55543.9477 | 668561.3337 | 272962.731 | 3198117.0835
EE&C Plan Total – Projected Cumulative Savings | 43121.1498 | 482291.2375 | 94552.3216 | 1072395.6579 | 153831.818 | 1766976.1607 | 217418.7833 | 2529555.7498 | 272962.731 | 3198117.0835 | 272962.731 | 3198117.0835
EE&C Plan Total – Percentage of Target to be Met2 | 16.48% |  | 36.15% |  | 58.81% |  | 83.12% |  | 104.4% |  | 255.6%
Estimated Phase IV Carryover Savings3
Total Cumulative Projected Savings Phase V + Estimated Phase IV Carryover Savings | 43121.1498 |  | 51431.1719 |  | 59279.4964 |  | 63586.9653 |  | 55543.9477 |  | 272962.731
Cumulative Percent Reduction from Baseline | 0.3061% |  | 0.6713% |  | 1.092% |  | 1.544% |  | 1.938% |  | 4.746%
Commission-Identified Goal | [10 empty] | 261583
1 As defined in the June 18, 2025 Implementation Order. 2 The June 18, 2025 Implementation Order directed that EDCs achieve at least 15 percent of the target amount in each program year. 3 The Phase V Implementation Order limits energy carryover to 20% of an EDC's Phase V compliance target. 4 MWh saved are on a gross-verified basis.

## Table 3 P5 Settlement
Table 3: Summary of Portfolio Demand Savings
System-Level MW Savings (Average of Summer and Winter) | PY18 | PY19 | PY20 | PY21 | PY22 | Total
| 1st-Year | 1st-Year | 1st-Year | 1st-Year | 1st-Year | 1st-Year
| MW | MW | MW | MW | MW | MW
Baseline1 | 2518 | 2518 | 2518 | 2518 | 2518 | 2518
Market Rate Residential Sector (exclusive of Low-Income) – Projected Incremental Annual Savings | 2.2353 | 2.5941 | 2.7123 | 2.4978 | 2.2564 | 9.8538
Residential Low-Income Sub-Sector – Projected Incremental Annual Savings | 1.3918 | 1.3291 | 1.3413 | 1.3531 | 1.3798 | 6.7952
Small C&I Sector – Projected Incremental Annual Savings | 2.0062 | 2.2147 | 2.4959 | 2.7578 | 2.3798 | 11.8543
Large C&I Sector – Projected Incremental Annual Savings | 2.3367 | 2.9535 | 4.1828 | 3.6479 | 3.4909 | 14.4119
Coincident Demand Reduction From EE Subtotal | 7.9701 | 9.0914 | 10.7323 | 10.2567 | 9.5069 | 42.9152
Residential Load Shifting - Projected MW Savings | 2.4421 | 2.4421 | 2.4421 | 2.4421 | 2.4421 | 2.4421
Small C&I Sector Load Shifting – Projected MW Savings
Large C&I Sector Load Shifting – Projected MW Savings | 2.2 | 2.2 | 2.2 | 2.2 | 2.2 | 2.2
Daily Load Shifting Subtotal | 4.6421 | 4.6421 | 4.6421 | 4.6421 | 4.6421 | 4.6421
Cumulative Projected Compliance Savings2 | 12.6122 | 13.7335 | 15.3744 | 14.8988 | 14.1491 | 47.5574
Cumulative EE&C Plan Total – Percentage of Target to be Met3 | 27.12% | 29.53% | 33.06% | 32.04% | 30.43% | 102.3%
Estimated Phase IV Carryover Savings ⁵
Total Cumulative Projected Savings Phase V + Estimated Phase IV Carryover Savings | 12.6122 | 13.7335 | 15.3744 | 14.8988 | 14.1491 | 47.5574
Cumulative Percent Reduction from Baseline | 0.5009% | 0.5454% | 0.6106% | 0.5917% | 0.5619% | 1.889%
Commission-Identified Goal1 | [5 empty] | 46.5
1 As defined in the June 18, 2025 Implementation Order. 2 Cumulative totals reflect one-fifth of the expected MW savings from load shifting programs due to the average performance accounting method. EE program savings are additive across program years, while Load Shifting programs average across the Phase. 3 The June 18, 2025 Implementation Order directed that EDCs achieve at least 15 percent of the target amount in each program year. 4 MW saved are on a gross-verified basis. 5 50% of any excess Phase IV demand reduction can be claimed as carryover.

## Table 4 P5 Settlement
Table 4: Summary of Seasonal Demand Savings
Component MW Savings (System-Level) | PY18 |  | PY19 |  | PY20 |  | PY21 |  | PY22 |  | Total
| Summer MW ¹ | Winter MW | Summer MW | Winter MW | Summer MW | Winter MW | Summer MW | Winter MW | Summer MW | Winter MW | Summer MW | Winter MW
Coincident Reduction from EE - Residential | 3.323 | 3.0799 | 3.482 | 3.3454 | 3.551 | 3.4626 | 3.3963 | 3.2838 | 3.3021 | 3.081 | 17.0544 | 16.2526
Coincident Reduction from EE - Non-Residential | 5.4674 | 2.5511 | 6.4096 | 3.1272 | 7.5408 | 3.792 | 8.4818 | 4.3189 | 7.2073 | 3.6219 | 35.107 | 17.4112
Daily Load Shifting - Residential ³ | 2.2504 | 2.6339 | 2.2504 | 2.6339 | 2.2504 | 2.6339 | 2.2504 | 2.6339 | 2.2504 | 2.6339 | 2.2504 | 2.6339
Daily Load Shifting - Non-Residential | 2.2025 | 2.2025 | 2.2025 | 2.2025 | 2.2025 | 2.2025 | 2.2025 | 2.2025 | 2.2025 | 2.2025 | 2.2025 | 2.2025
Total | [10 empty] | 56.6144 | 38.5003
Phase V Total Compliance Savings | [10 empty] | 47.5573
Phase V Peak Demand Reduction Target | [10 empty] | 46.5
Percentage of Goal In Season ² | [10 empty] | 121.8% | 82.8%
1 MW saved are on a gross-verified basis, and MW are at the system-level. 2 The June 18, 2025 Implementation Order directed that EDCs achieve at least 15 percent of the target amount in each program year. The cells with the percentage of goal in each season (M12 and N12) will appear green if this condition has been met. 3 Daily load-shifting savings average across the phase, EE sums across the phase.

## Table 5 P5 Settlement
Table 5: Summary of Portfolio Costs
| PY18 |  | PY19 |  | PY20 |  | PY21 |  | PY22 |  | Phase V
Sector | $000 | % | $000 | % | $000 | % | $000 | % | $000 | % | $000 | %
Residential Portfolio Budget | 2888.153 | 18.36% | 3840.4575 | 20.58% | 4406.681 | 20.7% | 4375.3649 | 19.25% | 3818.7336 | 19.78% | 19329.39 | 19.78%
Residential Low-Income Portfolio Budget | 3236.8586 | 20.57% | 3148.8721 | 16.87% | 3178.4921 | 14.93% | 3207.2145 | 14.11% | 3261.2226 | 16.89% | 16032.66 | 16.41%
Commercial/Industrial Small Portfolio Budget | 4232.0561 | 26.9% | 4756.0264 | 25.49% | 5564.6538 | 26.13% | 6339.2681 | 27.89% | 5047.3643 | 26.14% | 25939.3687 | 26.54%
Commercial/Industrial Large Portfolio Budget | 4494.6075 | 28.57% | 6033.6961 | 32.33% | 7260.9551 | 34.1% | 7929.8714 | 34.88% | 6301.7836 | 32.63% | 32020.9137 | 32.76%
Common Costs | 881.4854 | 5.603% | 881.4854 | 4.724% | 881.4854 | 4.14% | 881.4854 | 3.878% | 881.4854 | 4.565% | 4407.4271 | 4.51%
Total Portfolio Budget | 15733.1606 | 100% | 18660.5376 | 100% | 21292.2674 | 100% | 22733.2043 | 100% | 19310.5896 | 100% | 97729.7594 | 100%
SWE Cost | [10 empty] | N/A

## Table 6 P5 Settlement
Table 6: Program Summaries
| Program | Program | Program | Program Years | Lifetime Savings | Lifetime Savings | Portfolio Savings
| Name | Market | Two Sentence Summary | Operated | MWh | MW | MWh % | MW %
Residential Portfolio Programs (REEP)
| Appliance Recycling | Market Rate Residential | Provides customer incentives to recycle listed inefficient appliances in order to remove them from the electric grid. | 5 | 41892.9972 | 1.1449 | 1.31% | 2.407%
| Marketplace | Market Rate Residential | Energy efficiency rebates to offset costs of more energy efficient consumer products. Customer engagement is mail-in or on-line form- based rebate applications. | 5 | 58583.4695 | 3.0147 | 1.832% | 6.339%
| Midstream Incentives | Market Rate Residential | Energy efficiency rebates to offset costs of more energy efficient consumer products. Customer engagement is retail point-of-purchase and on-line instant rebates. | 5 | 290831.2327 | 1.0863 | 9.094% | 2.284%
| Residential Behavioral Energy Efficiency | Market Rate Residential | Educates participants on electricity consumption to change household behavior leading to less electricity use. | 5 | 60400 | 7.05 | 1.889% | 14.82%
| Low Income Energy Efficiency | Low Income Residential | Comprised of energy efficiency audits and the direct-installation of energy efficiency equipment at no cost to program participants. | 5 | 148186.4393 | 6.2654 | 4.634% | 13.17%
| Low Income Behavioral Efficiency | Low Income Residential | Provides educational messaging via electronic and paper mail tailored to the low-income sector. Educates participants on electricity consumption to change household behavior leading to less electricity use. | 5 | 5000 | 0.52976 | 0.1563% | 1.114%
| Subtotal |  |  |  | 604894.1387 | 19.0912 | 18.91% | 40.14%
Commercial/Industrial (C&I) Small Portfolio
| Small-Medium Nonresidential Energy Efficiency | C&I Customer <300 kW | The program employs midstream incentives, downsteram incentives and direct-install engagement channels to serve the small-medium commercial and industrial customers with maximum peak demand less than 300 kW. | 5 | 1080779.3457 | 11.8543 | 33.79% | 24.93%
| Subtotal |  |  |  | 1080779.3457 | 11.8543 | 33.79% | 24.93%
Commercial/Industrial Large Portfolio
| Large Commercial Efficiency | C&I Customer ≥300 kW | Energy efficiency rebates to offset costs of more energy efficient lighting, refrigeration and mechanical system products. Customer engagement is mail-in or on-line form- based rebate applications. | 5 | 621253.7579 | 8.3178 | 19.43% | 17.49%
| Large Indusrial Efficeincy | C&I Customer ≥300 kW | Energy efficiency rebates to offset costs of more energy efficient lighting, refrigeration and mechanical system products. Customer engagement is mail-in or on-line form- based rebate applications. | 5 | 584237.0571 | 5.2314 | 18.27% | 11%
| Public Agency Partnership | GNI Customer ≥300 kW | Through the program Duquesne Light enters into memorada of understanding with local governments to serve its jursiodictional agencies and develop amd implement energy efficiency action plans. | 5 | 306952.7842 | 3.0627 | 9.598% | 6.44%
| Subtotal |  |  |  | 1512443.5992 | 16.6119 | 47.29% | 34.93%
Plan Total |  |  |  |  | 3198117.0835 | 47.5574 | 100% | 100%

## Table 7 P5 Settlement
Table 7: Budget and Parity Analysis Summary
Pie Chart Souce Data
| Phase V | % of Total | % EDC | % EDC
Customer Sector | EE&C Budget | EE&C Budget | Annual Revenue | MWh Sales |  | Sales MWh |  |  | Revenue ($000)
Residential Sector | 20657579.1368 | 21.14% | 46.13% | 23.16% | Residential Sector | 2925000.2558 | 23.16% | Residential Sector | 405068.3878 | 46.13%
Low-Income Sector | 16032659.9772 | 16.41% | 17.71% | 8.892% | Low-Income | 1122882.7442 | 8.892% | Low-Income | 155502.3122 | 17.71%
Residential Subtotal | 36690239.114 | 37.54% | 63.83% | 32.05% | Small C&I | 3181989.1593 | 25.2% | Small C&I | 137424.1954 | 15.65%
Commercial/Industrial Small Sector | 27166519.2281 | 27.8% | 15.65% | 25.2% | Large C&I | 5398093.8407 | 42.75% | Large C&I | 180170.2046 | 20.52%
Commercial/Industrial Large Sector | 33873001.1031 | 34.66% | 20.52% | 42.75% |  | 12627966 |  |  | 878165.1
Nonresidential Subtotal | 61039520.3312 | 62.46% | 36.17% | 67.95%
All Classes | 97729759.4452 | 100% | 100% | 100%
Other Expenditures
EDC Total | 97729759.4452
[5 empty] | Residential Sector | 20657579.1368
[5 empty] | Low-Income | 16032659.9772
[5 empty] | Small C&I | 27166519.2281
[5 empty] | Large C&I | 33873001.1031
97729759.4452
1 Per Phase V EE&C Plan Template Section 9.1.4 no more than two percent of funds shall be allocated for experimental equipment or devices.

## Table 8A P5 Settlement
Table 8A: Eligible Measures - Residential
Measure | Unit | Low-Income Measure (Yes/No) | Comprehensive Measure (Yes/No) | Eligibility Requirements | Incremental Cost ($/unit) | Estimated Useful Life | Incentive Amount or Incentive Range ($/unit)
LED Parking Garage and Canopy Fixtures and Retrofit Kits | Fixture | Yes | No | Direct Install | 17.4391 | 15 | $13.06 - $21.82
LED Replacement Lamps (Tubes)-2' & 4' | Lamp | Yes | No | Direct Install | 17.4391 | 7 | $13.06 - $21.82
Lighting - LED A-Line | Lamp | Yes | No | Direct Install | 10.8337 | 4 | $5.57 - $21.82
Lighting - LED Globe/Specialty | Lamp | Yes | No | Direct Install | 10.8628 | 4 | $5.60 - $21.82
Lighting - LED Other | Lamp | Yes | No | Direct Install | 17.4391 | 8 | $13.06 - $21.82
Lighting - LED Reflector | Lamp | Yes | No | Direct Install | 11.4794 | 4 | $6.37 - $21.82
Residential Occupancy Sensors | Unit | Yes | No | Direct Install | 13.9047 | 8 | $10.42 - $17.40
LED Nightlight | Lamp | Yes | No | Direct Install or Kit | 7.1758 | 8 | $5.38 - $8.98
Holiday Lights | Light Strand | Yes | No | Replacing Incandescent | 9.9691 | 10 | $7.47 - $12.48
Air Source Heat Pump - SEER 17.5 / SEER2 16.3 HSPF 9.7 / HSPF2 8.2 + | Unit | Yes | Yes | SEER 17.5/SEER2 16.3 HSPF 9.7/HSPF2 8.2 or higher | 17.4391 | 15 | $13.06 - $21.82
Central Air Conditioner SEER 17.5 / SEER2 16.3 | Unit | Yes | Yes | SEER 17.5 / SEER2 16.3 or higher | 17.4391 | 15 | $13.06 - $21.82
Ductless Mini-Split ENERGY STAR Cold Climate rated | Unit | Yes | Yes | SEER/2-16.1/15.2, HSPF/2 10.0/8.5 DI | 17.4391 | 15 | $13.06 - $21.82
Duct Sealing & Duct Insulation | Project | Yes | No | Per TRM Section 2.2.10 | 149.5058 | 15 | $112.01 - $187.09
Air Handler Filter Whistles | Unit | Yes | No | Per TRM Section 2.2.11 | 3.2583 | 5 | $2.44 - $4.08
Energy Star Certified Smart Thermostat | Unit | Yes | No | Per TRM Section 2.2.12 | 246.7645 | 10 | $56.25 - $288.69
Furnace Maintenance | Unit | Yes | No | Per TRM Section 2.2.13 | 2.8459 | 3 | $2.13 - $3.56
Furnace Circulation Fan - High Efficiency (ECM - Variable Speed) | Furnace | Yes | No | Existing PSC fan motor | 17.4391 | 15 | $13.06 - $21.82
GSHP Desuperheaters | Unit | Yes | No | Existing electric water heater | 213.0884 | 15 | $159.64 - $266.65
Air Conditioner & Heat Pump Maintenance | Unit | Yes | No | Existing central, ductless, or packaged HVAC system | 224.7532 | 3 | $168.38 - $281.25
Window Heat Pump | Unit | Yes | Yes | Direct Install | 835.1446 | 9 | $625.67 - $1,045.08
Heat Pump Water Heater | Water Heater | Yes | Yes | Per TRM Section 2.3.1 | 404.6627 | 10 | $13.06 - $750.00
Smart Water Heater Controls | Unit | Yes | Yes | Per TRM Section 2.3.10 | 12.5682 | 11 | $9.42 - $15.73
Solar Water Heaters | Unit | Yes | Yes | Per TRM Section 2.3.2 | 801.1687 | 15 | $600.22 - $1,002.56
Water Heater Tank Wrap | Unit | Yes | No | Per TRM Section 2.3.3 | 39.8774 | 7 | $29.88 - $49.90
Water Heater Temperature Setback | Water Heater | Yes | No | Per TRM Section 2.3.4 | 25.5624 | 2 | $19.15 - $31.99
Thermostatic Showerhead | Showerhead | Yes | No | Per TRM Section 2.3.8 | 37.0105 | 15 | $27.73 - $46.31
Drain Water Heat Recovery Units | Unit | Yes | No | Per TRM Section 2.3.9 | 98.9266 | 15 | $74.11 - $123.79
ENERGY STAR Ceiling Fans | Unit | Yes | No | ENERGY STAR qualified | 10.7362 | 10 | $8.04 - $13.44
Refrigerator / Freezer Recycling with and without Replacement | Freezer | Yes | No | Functioning existing unit | 17.4391 | 6 | $13.06 - $21.82
Refrigerator / Freezer Recycling with and without Replacement | Refrigerator | Yes | No | Functioning existing unit | 17.4391 | 6 | $13.06 - $21.82
Low-Capacity Refrigerator / Freezer Recycling without Replacement | Unit | Yes | No | Functioning existing unit | 95.2562 | 5 | $48.57 - $157.27
ENERGY STAR Coolers | Unit | Yes | Yes | ENERGY STAR qualified | 15.7635 | 14 | $11.81 - $19.73
Cooler Recycling with and without Replacement | Unit | Yes | No | Functioning existing unit | 66.9288 | 7 | $32.87 - $112.61
Residential Induction Cooktop | Unit | Yes | No | Per TRM Section 2.4.7 | 5.1977 | 15 | $3.89 - $6.50
Advanced Power Strips | Unit | Yes | No | Tier I or II | 42.3182 | 5 | $7.50 - $57.38
Air Sealing | Home | Yes | Yes | Blower door testing | 17.4391 | 15 | $13.06 - $21.82
Weather Stripping | Roll | Yes | No | Projects < 400 kWh savings | 22.0159 | 15 | $3.75 - $29.43
Insulation, Basement Wall | Home | Yes | Yes | Per TRM Seciton 2.6.3 | 17.4391 | 15 | $13.06 - $21.82
Insulation, Exterior Wall | Home | Yes | Yes | Per TRM Seciton 2.6.3 | 17.4391 | 15 | $13.06 - $21.82
Insulation, Floor | Home | Yes | Yes | Per TRM Seciton 2.6.3 | 17.4391 | 15 | $13.06 - $21.82
Insulation, Ceiling | Home | Yes | Yes | Per TRM Seciton 2.6.3 | 17.4391 | 15 | $13.06 - $21.82
Basement or Crawl Space Wall Insulation | Insulation Addition | Yes | Yes | Per TRM Seciton 2.6.4 | 0.022277 | 15 | $0.02 - $0.03
ENERGY STAR Windows | Sq Ft | Yes | Yes | ENERGY STAR qualified | 3.8458 | 15 | $2.88 - $4.81
Residential New Construction | Home | Yes | Yes | Per TRM Section 2.7.1 | 4887.6326 | 15 | $3,661.70 - $6,116.25
ENERGY STAR Manufactured Homes | Home | Yes | Yes | ENERGY STAR qualified | 1035.8624 | 15 | $776.04 - $1,296.25
Home Energy Reports | Population | Yes | No | Per TRM Section 2.7.3 | 0 | 2 | $0.00 - $0.00
ENERGY STAR Pool Pumps | Unit | Yes | No | ENERGY STAR qualified | 45.1603 | 10 | $33.83 - $56.51
Single Speed Pool Pump Replacement | Unit | Yes | No | Replacing single speed pump | 498.4671 | 3 | $373.44 - $623.77
Photovoltaic (PV) Solar Generation | Project | Yes | Yes | Per TRM Section 2.8.3 | 7631.6192 | 15 | $5,717.43 - $9,550.00
Kit - Electric Hot Water Kit (SF or MF) | Kit | Yes | No | Program provided | 17.4391 | 15 | $13.06 - $21.82
Kit - Gas Hot Water Kit (SF or MF) | Kit | Yes | No | Program provided | 17.4391 | 10 | $13.06 - $21.82
Energy Star Bathroom Exhaust Fan | Unit | No | No | Per TRM Section 2.2.14 | 300 | 15 | $18.75 - $57.38
Heat Pump <5.4 Tons | Unit | No | Yes | Per TRM Section 2.2.2 | 2176.2 | 15 | $382.65 - $1,062.50
Air Conditioner <5.4 Tons | Unit | No | Yes | Per TRM Section 2.2.2 | 1632.15 | 15 | $225.09 - $625.00
Mini/Multi Split Heat Pump | Unit | No | Yes | ENERGY STAR version 6.1 | 2176.2 | 15 | $144.05 - $400.00
Mini/Multi Split Air Conditioner | Unit | No | Yes | ENERGY STAR version 6.1 | 1632.15 | 15 | $108.04 - $300.00
Room Air Conditioner | Unit | No | Yes | Per TRM Section 2.2.7 | 350 | 9 | $18.75 - $57.38
Room A/C – Recycling | Unit | No | No | Recycling of existing, working room AC with or without replacement | 82.5256 | 9 | $13.06 - $130.98
Water Heater Pipe Insulation | Unit | No | No | Per TRM Section 2.3.5 | 11.9147 | 11 | $1.50 - $16.70
Low-Flow Faucet Aerator | Unit | No | No | Per TRM Section 2.3.6 | 5.7081 | 10 | $0.75 - $9.67
Low-Flow Showerhead | Unit | No | No | Per TRM Section 2.3.7 | 28.5068 | 10 | $3.75 - $34.28
Thermostatic Shower Restriction Valves | Unit | No | No | Per TRM Section 2.3.8 | 30 | 15 | $7.50 - $22.95
Energy Star Refrigerator | Unit | No | Yes | ENERGY STAR qualified | 145.0044 | 8 | $37.50 - $172.18
Energy Star Freezer | Unit | No | Yes | ENERGY STAR qualified | 204.7533 | 8 | $37.50 - $130.98
Energy Star Dishwashers | Unit | No | Yes | ENERGY STAR qualified | 750 | 10 | $37.50 - $114.76
Energy Star Dehumidifiers | Unit | No | Yes | ENERGY STAR qualified | 249 | 12 | $37.50 - $114.76
Dehumidifier – Recycling | Unit | No | No | Functioning existing unit | 95.3919 | 4 | $71.54 - $130.98
Energy Star Air Purifiers | Unit | No | No | ENERGY STAR qualified | 115 | 9 | $18.75 - $57.38
Energy Star Freezer | Unit | No | Yes | ENERGY STAR qualified | 204.7533 | 8 | $37.50 - $130.98
Energy Star Clothes Washer | Unit | No | Yes | ENERGY STAR qualified | 1000 | 14 | $18.75 - $57.38
Energy Star Clothes Dryer | Unit | No | Yes | ENERGY STAR qualified | 1000 | 14 | $18.75 - $57.38
Caulking | Unit | No | No | Projects < 400 kWh savings | 20 | 15 | $3.75 - $11.48
Outlet Gaskets | Unit | No | No | Projects < 400 kWh savings | 2 | 15 | $0.19 - $0.57
Direct Load Control & Behavior-Based Demand Response Programs | kW | No | No | Per TRM Section 2.9.1 | 250 | 11 | $18.75 - $57.38
Smart Energy Service Panel | kW | No | No | Per TRM Section 2.9.1 | 250 | 15 | $11.25 - $31.25
Optimize Energy Star Thermostats | kW | No | No | Per TRM Section 2.9.1 | 30 | 15 | $0.00 - $31.25
Managed EV Charging, 3 - 9 PM | kW | No | No | Per TRM Section 2.9.1 | 50 | 15 | $45.00 - $284.94
Energy Star Level 2 EV Charger, Networked | Unit | No | No | ENERGY STAR qualified | 47 | 15 | $1.64 - $4.56
Customer Front-of-the-Meter | Project | No | No | System benefit provided | 1987.6644 | 15 | $126.45 - $351.10

## Table 8B P5 Settlement
Table 8B: Eligible Measures - Nonresidential
Measure | Unit | Low-Income Measure (Yes/No) | Comprehensive Measure (Yes/No) | Eligibility Requirements | Incremental Cost ($/unit) | Estimated Useful Life | Incentive Amount or Incentive Range ($/unit)
Lighting Retrofits, Custom | Fixture | N/A | N/A | Design Lights Consortium Listed | 3.59 | 11 | $6.00 - $13.46
LED Downlight with Integrated Occupancy Sensor | Unit | N/A | N/A | Design Lights Consortium Listed | 99.22 | 15 | $15.07 - $31.25
LED Downlight with Integrated Occupancy and Daylight Sensor | Unit | N/A | N/A | Design Lights Consortium Listed | 109.22 | 15 | $18.09 - $37.50
High Output Linear LED T5/T8 Fixture | lamp | N/A | N/A | Design Lights Consortium Listed | 125.9916 | 15 | $18.75 - $238.14
LED 2' Linear Replacement Lamp | lamp | N/A | N/A | Design Lights Consortium Listed | 13.1007 | 15 | $1.88 - $11.91
LED 3' Linear Replacement Lamp | lamp | N/A | N/A | Design Lights Consortium Listed | 13.2321 | 15 | $2.25 - $14.29
LED 4' Interior Linear Strip Fixture or Retrofit Kit | Fixture | N/A | N/A | Design Lights Consortium Listed | 236.5814 | 15 | $18.75 - $156.42
LED 4' Linear Replacement Lamp | lamp | N/A | N/A | Design Lights Consortium Listed | 13.9328 | 15 | $4.30 - $28.58
LED 8' Interior Linear Strip Fixture or Retrofit Kit | Fixture | N/A | N/A | Design Lights Consortium Listed | 411.3967 | 15 | $30.00 - $231.68
LED 8' Linear Replacement Lamp | lamp | N/A | N/A | Design Lights Consortium Listed | 36.005 | 15 | $5.25 - $124.01
LED Exterior Area Lighting Fixture | Fixture | N/A | N/A | Design Lights Consortium Listed | 405.7667 | 15 | $33.75 - $833.48
LED Interior 1' X 2' | Fixture | N/A | N/A | Design Lights Consortium Listed | 91.3419 | 15 | $11.25 - $71.44
LED Interior 1' X 4' | Fixture | N/A | N/A | Design Lights Consortium Listed | 127.1793 | 15 | $15.00 - $176.16
LED Interior High-Bay Fixture | Fixture | N/A | N/A | Design Lights Consortium Listed | 328.9314 | 15 | $41.25 - $1,190.69
LED Interior 2' X 2' | Fixture | N/A | N/A | Design Lights Consortium Listed | 106.7541 | 15 | $13.82 - $176.23
LED Interior 2' X 4' | Fixture | N/A | N/A | Design Lights Consortium Listed | 140.3304 | 15 | $15.77 - $196.90
LED 4' Interior Linear Strip Fixture or Retrofit Kit | lamp | N/A | N/A | Design Lights Consortium Listed | 236.5814 | 15 | $18.75 - $156.42
LED 8' Interior Linear Strip Fixture or Retrofit Kit | lamp | N/A | N/A | Design Lights Consortium Listed | 411.3967 | 15 | $30.00 - $231.68
New Construction Lighting | kWh | N/A | N/A | Per TRM Section 3.1.2 | 2.2119 | 15 | $0.31 - $0.97
Lighting Controls | Unit | N/A | N/A | Per TRM Section 3.1.1/3.1.3 | 52.67 | 8 | $18.75 - $42.07
LED Downlight with NLC/LLLC | Fixture | N/A | N/A | Per TRM Section 3.1.1/3.1.3 | 115.22 | 15 | $24.12 - $50.00
LED Troffer and Retrofit Kit with NLC/LLLC | Fixture | N/A | N/A | Per TRM Section 3.1.1/3.1.3 | 134.3213 | 15 | $30.15 - $131.25
LED Surface and Suspended Linear Luminaire and Retrofit Kit with NLC/LLLC | Fixture | N/A | N/A | Per TRM Section 3.1.1/3.1.3 | 151.057 | 15 | $27.13 - $75.00
LED Low-Bay Luminaire and Retrofit Kit with NLC/LLLC | Fixture | N/A | N/A | Per TRM Section 3.1.1/3.1.3 | 98.88 | 15 | $30.15 - $62.50
LED High-Bay Luminaire and Retrofit Kit with NLC/LLLC | Fixture | N/A | N/A | Per TRM Section 3.1.1/3.1.3 | 142.6302 | 15 | $39.19 - $162.50
LED Exterior Luminaire and Retrofit Kit with NLC/LLLC | Fixture | N/A | N/A | Per TRM Section 3.1.1/3.1.3 | 252.8328 | 15 | $24.12 - $143.75
LED Parking Garage Lighting with NLC/LLLC | Fixture | N/A | N/A | Per TRM Section 3.1.1/3.1.3 | 199.5959 | 15 | $33.16 - $143.75
LED Canopy Luminaire and Retrofit Kit with NLC/LLLC | Fixture | N/A | N/A | Per TRM Section 3.1.1/3.1.3 | 244.0259 | 15 | $36.18 - $150.00
LED Stairwell and Passageway Luminaire with NLC/LLLC | Fixture | N/A | N/A | Per TRM Section 3.1.1/3.1.3 | 212.5109 | 15 | $27.13 - $56.25
Occupancy sensor, ceiling or wall mounted | Sensor | N/A | N/A | Per TRM Section 3.1.3 | 62.4863 | 8 | $15.00 - $95.26
Occupancy sensor, high bay fixture-integrated | Sensor | N/A | N/A | Per TRM Section 3.1.3 | 40.3778 | 8 | $15.00 - $95.26
Occupancy sensor, networked lighting controls | Sensor | N/A | N/A | Per TRM Section 3.1.3 | 74.9849 | 8 | $33.75 - $214.32
LED Exit Sign | Unit | N/A | N/A | Per TRM Section 3.1.4 | 65.3551 | 15 | $15.00 - $110.88
LED Refrigeration Display Case Lighting | Door | N/A | N/A | Per TRM Section 3.1.5 | 149.9031 | 8 | $14.02 - $43.70
LED Troffer and Retrofit Kit with Integrated Occupancy Sensor | Unit | N/A | N/A | Design Lights Consortium Listed | 118.311 | 15 | $21.10 - $50.00
LED Troffer and Retrofit Kit with Integrated Occupancy and Daylight Sensor | Unit | N/A | N/A | Design Lights Consortium Listed | 128.3226 | 15 | $24.12 - $56.25
LED Surface and Suspended Linear Luminaire and Retrofit Kit with Integrated Occupancy Sensor | Unit | N/A | N/A | Design Lights Consortium Listed | 134.8215 | 15 | $18.09 - $56.25
LED Surface and Suspended Linear Luminaire and Retrofit Kit with Integrated Occupancy and Daylight Sensor | Unit | N/A | N/A | Design Lights Consortium Listed | 144.998 | 15 | $21.10 - $62.50
LED Low-Bay Luminaire and Retrofit Kit with Integrated Occupancy Sensor | Unit | N/A | N/A | Design Lights Consortium Listed | 82.88 | 15 | $21.10 - $43.75
LED Low-Bay Luminaire and Retrofit Kit with Integrated Occupancy and Daylight Sensor | Unit | N/A | N/A | Design Lights Consortium Listed | 92.88 | 15 | $24.12 - $50.00
LED High-Bay Luminaire and Retrofit Kit with Integrated Occupancy Sensor | Unit | N/A | N/A | Design Lights Consortium Listed | 126.6745 | 15 | $30.15 - $143.75
LED High-Bay Luminaire and Retrofit Kit with Integrated Occupancy and Daylight Sensor | Unit | N/A | N/A | Design Lights Consortium Listed | 136.6745 | 15 | $33.16 - $150.00
LED Exterior Luminaire and Retrofit Kit with Integrated Motion Sensor | Unit | N/A | N/A | Design Lights Consortium Listed | 237.2247 | 15 | $21.10 - $137.50
LED Parking Garage Lighting with Integrated Motion Sensor | Unit | N/A | N/A | Design Lights Consortium Listed | 181.379 | 15 | $24.12 - $125.00
LED Parking Garage Lighting with Integrated Motion and Daylight Sensor | Unit | N/A | N/A | Design Lights Consortium Listed | 191.2822 | 15 | $27.13 - $131.25
LED Canopy Luminaire and Retrofit Kit with Integrated Motion Sensor | Unit | N/A | N/A | Design Lights Consortium Listed | 222.6396 | 15 | $33.16 - $143.75
LED Stairwell and Passageway Luminaire with Integrated Motion Sensor | Unit | N/A | N/A | Design Lights Consortium Listed | 194.5109 | 15 | $24.12 - $50.00
Indoor Horticultural Lighting | Fixture | N/A | N/A | Design Lights Consortium Listed | 581.6239 | 7 | $268.45 - $836.59
Cycling Refrigerated Thermal Mass Dryer | Unit | N/A | N/A | Existing non-cycling dryer | 500 | 10 | $180.88 - $375.00
Air-Entraining Air Nozzle | Unit | N/A | N/A | Existing non-air entraining nozzle | 208.8744 | 15 | $29.40 - $91.63
No-loss Condensate Drain | Unit | N/A | N/A | Existing timed drain | 244 | 10 | $30.15 - $62.50
Air Receiver Tanks for Load, No Load Compressors | Unit | N/A | N/A | Per TRM Section 2.10.4 | 1246.5887 | 15 | $482.35 - $1,875.00
Variable-Speed Drive Air Compressor | Unit | N/A | N/A | <= 40 HP compressor | 5392.8881 | 13 | $187.50 - $2,750.00
Compressed Air Controller | Compressed Air System | N/A | N/A | Per TRM Section 2.10.6 | 1311.6122 | 13 | $15.00 - $1,875.00
Low Pressure Drop Filter for Compressed Air Systems | Unit | N/A | N/A | Existing standard coalescing filter | 1000 | 10 | $120.59 - $250.00
Compressed Air Mist Eliminators | HP | N/A | N/A | Per TRM Section 2.10.8 | 37.8623 | 5 | $1.79 - $5.57
High Efficiency Transformer | Unit | N/A | N/A | Greater than federal minimum efficiency | 380.5852 | 15 | $53.57 - $166.96
Engine Block Heater Timer | Unit | N/A | N/A | Existing heater without timer | 16.6292 | 15 | $44.26 - $137.94
High Frequency Battery Chargers | Unit | N/A | N/A | Existing SCR or ferroresonant charger | 402.2199 | 15 | $50.10 - $156.14
Uninterruptible Power Supply (UPS) | Unit | N/A | N/A | ENERGY STAR qualified | 46.7698 | 7 | $1.04 - $3.25
Building Operator Certification | Certified Employee | N/A | N/A | Facilities > 20,000 sq. ft. | 1894.3403 | 13 | $1,421.25 - $9,025.43
Photovoltaic (PV) Solar Generation | project | N/A | N/A | Per TRM Section 3.11.6 | 375220.6791 | 15 | $3,214.63 - $625,288.58
Load Curtailment for Commercial and Industrial Programs | kW | N/A | N/A | Per TRM Section 3.12.1 | 99.1316 | 1 | $0.00 - $2,045,853.41
Packaged Terminal AC or PTHP 12.0 EER | Tons | N/A | N/A | 12.0 EER | 639.1274 | 15 | $48.75 - $151.92
Unitary HVAC 135-240k AC unit, Min 11.5 EER 13 IEER | Tons | N/A | N/A | 11.5 EER 13.2 IEER | 879.3314 | 15 | $56.25 - $175.30
Unitary HVAC 65-135k AC unit, Min 11.5 EER 13.2 IEER | Tons | N/A | N/A | 11.5 EER 13.2 IEER | 851.4494 | 15 | $56.25 - $175.30
Controls: Guest Room Occupancy Sensor | Unit | N/A | N/A | Per TRM Section 3.2.10 | 227.395 | 11 | $32.01 - $99.76
Controls: Economizer | Unit | N/A | N/A | Per TRM Section 3.2.11 | 174.8253 | 3 | $251.35 - $783.29
Computer Room Air Conditioner | Tons | N/A | N/A | Per TRM Section 3.2.12 | 48.6013 | 15 | $6.84 - $21.32
Computer Room Air Conditioner/Handler Electronically Commutated Plug Fans | HP | N/A | N/A | Per TRM Section 3.2.13 | 787.6777 | 15 | $110.88 - $345.55
Computer Room Air Conditioner/Handler VSD on AC Fan Motors | HP | N/A | N/A | Per TRM Section 3.2.14 | 966.2691 | 15 | $136.02 - $423.89
Circulation Fan: High-Volume Low-Speed | Unit | N/A | N/A | Per TRM Section 3.2.15 | 2646.2536 | 15 | $372.51 - $1,160.88
Demand Controlled Ventilation | HVAC Unit | N/A | N/A | Per TRM Section 3.2.16 | 1611.8692 | 15 | $226.90 - $707.11
Advanced Rooftop Controls | HVAC Unit | N/A | N/A | Per TRM Section 3.2.17 | 116.7877 | 10 | $16.44 - $51.23
C&I Energy Star Certified Connected Thermostats | Unit | N/A | N/A | Per TRM Section 3.2.18 | 230.8058 | 11 | $27.00 - $84.13
Adjustment of Programmable Thermostats | Unit | N/A | N/A | Per TRM Section 3.2.19 | 99.9434 | 11 | $0.00 - $0.00
HP <5.4 Tons | Tons | N/A | N/A | Greater than federal minimum efficiency | 1093 | 15 | $36.18 - $75.00
Air Conditioner <5.4 Tons | Tons | N/A | N/A | Greater than federal minimum efficiency | 819 | 15 | $36.18 - $75.00
Unitary Heat Pump 5.4 to 11.3 Tons | Tons | N/A | N/A | Greater than federal minimum efficiency | 163 | 15 | $36.18 - $75.00
Unitary Heat Pump 11.3 to 20 Tons | Tons | N/A | N/A | Greater than federal minimum efficiency | 116 | 15 | $60.29 - $125.00
Unitary Air Conditioner 20 to 63.3 Tons | Tons | N/A | N/A | Greater than federal minimum efficiency | 96 | 15 | $60.29 - $125.00
Unitary Air Conditioner >63.3 Tons | Tons | N/A | N/A | Greater than federal minimum efficiency | 95 | 15 | $36.18 - $75.00
Packaged Terminal Air Conditioner | Tons | N/A | N/A | Greater than federal minimum efficiency | 787 | 15 | $39.19 - $81.25
Packaged Terminal Heat Pump | Tons | N/A | N/A | Greater than federal minimum efficiency | 787 | 15 | $39.19 - $81.25
Variable Refrigerant Flow (VRF) | Tons | N/A | N/A | Per TRM Section 3.2.2 | 300 | 15 | $120.59 - $250.00
Duct Sealing and Insulation | HVAC Unit | N/A | N/A | Per TRM Section 3.2.20 | 843.7739 | 15 | $118.78 - $370.15
Chilled Water Pipe Insulation | Ln Ft | N/A | N/A | Per TRM Section 3.2.21 | 18.25 | 15 | $7.50 - $16.83
Air Cooled Chiller | Tons | N/A | N/A | Greater than federal minimum efficiency | 351 | 15 | $54.26 - $112.50
Water Cooled Chiller | Tons | N/A | N/A | Greater than federal minimum efficiency | 259 | 15 | $30.15 - $62.50
Water Source Heat Pump | Tons | N/A | N/A | Greater than federal minimum efficiency | 327 | 15 | $69.34 - $143.75
Ductless Mini-Split Heat Pumps – Commercial < 5.4 Tons | Tons | N/A | N/A | Greater than federal minimum efficiency | 3786.6952 | 15 | $228.78 - $712.97
Mini/Multi Split Heat Pump <5.4 Tons | Tons | N/A | N/A | Greater than federal minimum efficiency | 1093 | 15 | $48.24 - $100.00
Small C&I HVAC Refrigerant Charge Correction | Tons | N/A | N/A | HVAC system <= 20 tons | 46.1358 | 3 | $2.18 - $10.31
HVAC Tune Up | Tons | N/A | N/A | HVAC system <= 20 tons | 87.501 | 3 | $4.50 - $21.32
Room Air Conditioner | Unit | N/A | N/A | Greater than federal minimum efficiency | 515.9754 | 9 | $2.81 - $8.77
Premium Efficiency Motors | Unit | N/A | N/A | Per TRM Section 3.3.1 | 41.1318 | 15 | $5.79 - $18.04
VFD - HVAC Fan Motor | HP | N/A | N/A | Existing motor without a VFD control | 1015.6477 | 15 | $56.25 - $357.21
VFD - HVAC Pump Motor | HP | N/A | N/A | Existing motor without a VFD control | 1015.6277 | 15 | $56.25 - $357.21
VFD - Process Fan Motor | HP | N/A | N/A | Existing motor without a VFD control | 1015.6277 | 15 | $75.00 - $476.28
VFD Process Pump Motor | HP | N/A | N/A | Existing motor without a VFD control | 1015.6277 | 15 | $75.00 - $476.28
ECM Circulating Fan | Unit | N/A | N/A | Existing SP or PSC motor, <= 1 HP | 395.48 | 15 | $150.00 - $336.60
VSD on Kitchen Exhaust Fan | HP | N/A | N/A | Existing motor without a VSD control | 1885.2264 | 15 | $265.38 - $827.03
ECM Pumps | HP | N/A | N/A | Existing single-speed motor | 300 | 15 | $60.29 - $125.00
PEI-Rated Pumps | Unit | N/A | N/A | Per TRM Section 3.3.6 | 1125 | 13 | $226.10 - $468.75
Heat Pump Water Heater | Unit | N/A | N/A | Per TRM Section 3.4.1 | 776 | 10 | $301.47 - $625.00
Low Flow Pre-Rinse Sprayers for Retrofit Programs and Time of Sale Program | Unit | N/A | N/A | Per TRM Section 3.4.2 | 120.3351 | 8 | $112.92 - $351.90
Domestic Hot Water Pipe Insulation | Ln Ft | N/A | N/A | Per TRM Section 3.4.3 | 6.3082 | 15 | $0.89 - $2.77
Energy Star Refrigeration/Freezer Cases | Unit | N/A | N/A | ENERGY STAR qualified | 2122.6273 | 12 | $116.25 - $362.28
Auto-Closer for Walk-in Cooler Doors | Door | N/A | N/A | Per TRM section 3.5.10 | 259.9195 | 8 | $37.50 - $325.00
Special Doors with Low or No Anti-Sweat Heat for Reach-In Freezers and Coolers | Door | N/A | N/A | Per TRM section 3.5.11 | 2392.4529 | 12 | $56.25 - $175.30
Suction Pipe Insulation for Walk-In Coolers and Freezers | Ln Ft | N/A | N/A | Per TRM section 3.5.12 | 14.9903 | 11 | $18.75 - $58.43
Refrigerated Display Cases with Doors Replacing Open Cases | Ln Ft | N/A | N/A | Per TRM section 3.5.13 | 762.3037 | 12 | $150.00 - $467.46
Adding Doors to Existing Refrigerated Display Cases | Ln Ft | N/A | N/A | Per TRM section 3.5.14 | 605.0254 | 12 | $75.00 - $233.73
Refrigerated Case Light Occupancy Sensors | Sensor | N/A | N/A | Per TRM section 3.5.15 | 34.9774 | 8 | $18.75 - $58.43
Food Service Equipment Novelty Cooler Shutoff | Unit | N/A | N/A | Per TRM section 3.5.16 | 502.9388 | 10 | $548.42 - $1,709.08
ECM motor for walk in freezer or cooler | Motor | N/A | N/A | Existing SP or PSC motor | 295.7896 | 15 | $56.25 - $369.80
ECM motors for reach-in freezer or cooler | Motor | N/A | N/A | Existing SP or PSC motor | 295.6727 | 15 | $56.25 - $369.80
Evaporator Fan Motor Controls | Fan Controlled | N/A | N/A | Existing motor without controls | 317.1286 | 15 | $237.85 - $396.41
Controls: Evaporator Fan Controllers | Fan Controlled | N/A | N/A | Existing motor without controls | 316.9236 | 15 | $56.25 - $175.30
Controls: Floating Head Pressure Controls | Unit | N/A | N/A | Per TRM section 3.5.4 | 531.0909 | 15 | $33.72 - $105.08
Anti-Sweat Heater Controls | Control | N/A | N/A | Per TRM section 3.5.5 | 1050.6747 | 12 | $150.00 - $1,313.75
Controls: Evaporator Coil Defrost Control | Evaporator | N/A | N/A | Existing cooler/freezer without defrost controls | 317.0304 | 10 | $56.25 - $396.41
Variable Speed Refrigeration Compressor | Unit | N/A | N/A | Per TRM section 3.5.7 | 2125.2096 | 15 | $11.25 - $35.06
Strip Curtains for Walk-In Freezers and Coolers | Door | N/A | N/A | Per TRM section 3.5.8 | 129.9598 | 4 | $45.00 - $162.50
Night Covers for Display Cases | Unit | N/A | N/A | Per TRM section 3.5.9 | 951.1485 | 5 | $30.51 - $95.08
Energy Star Clothes Washer | Unit | N/A | N/A | ENERGY STAR qualified | 676.457 | 9 | $5.47 - $23.55
Energy Star Bathroom Ventilation Fan in Commercial Applications | Unit | N/A | N/A | ENERGY STAR qualified | 25.1477 | 12 | $3.54 - $11.03
Energy Star Ice Machines | Unit | N/A | N/A | ENERGY STAR qualified | 231.2574 | 10 | $39.94 - $124.46
Commercial Induction Cooktops | Unit | N/A | N/A | Minimum 80% cooking energy efficiency | 19.5002 | 10 | $2.75 - $8.55
Controls: Beverage And Snack Machine Controls | Unit | N/A | N/A | Per TRM Section 3.7.2 | 234.1474 | 5 | $23.45 - $73.09
Energy Star Electric Steam Cooker | Unit | N/A | N/A | ENERGY STAR qualified | 3586.2068 | 12 | $504.82 - $1,573.23
Energy Star Combination Oven | Unit | N/A | N/A | ENERGY STAR qualified | 15.7423 | 12 | $2.22 - $6.91
Energy Star Commercial Convection Oven | Unit | N/A | N/A | ENERGY STAR qualified | 1121.8439 | 12 | $157.92 - $492.14
Energy Star Commercial Fryer | Unit | N/A | N/A | ENERGY STAR qualified | 96.4312 | 12 | $13.57 - $42.30
Energy Star Commercial Hot Food Holding Cabinet | Unit | N/A | N/A | ENERGY STAR qualified | 232.4288 | 12 | $32.72 - $101.96
Energy Star Commercial Dishwasher | Unit | N/A | N/A | ENERGY STAR qualified | 1242.0384 | 10 | $755.66 - $2,354.94
Energy Star Commercial Griddle | Unit | N/A | N/A | ENERGY STAR qualified | 1106.0733 | 12 | $155.70 - $485.22
Wall And Ceiling Insulation | Sq Ft | N/A | N/A | Per TRM Section 3.8.1 | 2723.639 | 15 | $383.40 - $1,194.83
Advanced Power Strips | Unit | N/A | N/A | Tier I or II | 40.8872 | 5 | $4.68 - $14.58
Energy Star Servers | Unit | N/A | N/A | ENERGY STAR qualified | 419.4687 | 4 | $43.38 - $135.19
Server Virtualization | Unit | N/A | N/A | Per TRM Section 3.9.3 | 68.0121 | 4 | $19.96 - $62.21
Custom, Compressed Air | kWh | N/A | N/A | Custom per project | 0.22713 | 15 | $0.09 - $18,743.25
Combined Heat and Power | kWh | N/A | N/A | Custom per project | 0.16 | 15 | $0.09 - $0.20
Custom, HVAC | kWh | N/A | N/A | Custom per project | 0.16 | 15 | $0.09 - $0.20
Custom, Lighting | kWh | N/A | N/A | Custom per project | 0.16 | 15 | $0.09 - $0.20
Custom, Other | kWh | N/A | N/A | Custom per project | 0.36147 | 13 | $0.09 - $9,948.57
Custom, Process | kWh | N/A | N/A | Custom per project | 0.16 | 15 | $0.09 - $0.20
Custom, Refrigeration | kWh | N/A | N/A | Custom per project | 0.16292 | 14 | $0.09 - $13,450.28
Retrocommissioning | Project | N/A | N/A | >= 10% facility savings | 54999.9218 | 15 | $30,000.00 - $190,510.44
Strategic Energy Management | Project | N/A | N/A | >= 10% facility savings | 71366.0294 | 15 | $15,000.00 - $95,255.22
Virtual Commissioning | Project | N/A | N/A | >= 10% facility savings | 14993.3473 | 7 | $7,650.00 - $48,580.16
Virtual SEM | Project | N/A | N/A | >= 10% facility savings | 27196.6516 | 7 | $15,000.00 - $95,255.22
Custom, Cooling | project | N/A | N/A | Custom per project | 7556.9437 | 12 | $115.61 - $32,584.34
Customer Front-of-the-Meter | Project | N/A | N/A | System benefit provided | 198637.9859 | 15 | $17,730.94 - $55,256.62

## Table 9 P5 Settlement
Table 9: Estimated Savings and Participation
Measure | 2026 TRM Measure Number | Metric | PY18 | PY19 | PY20 | PY21 | PY22 | Total
LED Parking Garage and Canopy Fixtures and Retrofit Kits | 2.1.1 | Energy Savings (MWh) | 32.82 | 32.82 | 32.82 | 32.82 | 32.82 | 164.0999
|  | Summer Demand Reduction (MW) | 0.0014535 | 0.0014535 | 0.0014535 | 0.0014535 | 0.0014535 | 0.0072675
|  | Winter Demand Reduction (MW) | 0 | 0 | 0 | 0 | 0 | 0
|  | Projected Participation | 60.2613 | 60.2613 | 60.2613 | 60.2613 | 60.2613 | 301.3064
LED Replacement Lamps (Tubes)-2' & 4' | 2.1.1 | Energy Savings (MWh) | 507.3319 | 507.3319 | 507.3319 | 507.3319 | 507.3319 | 2536.6595
|  | Summer Demand Reduction (MW) | 0.069282 | 0.069282 | 0.069282 | 0.069282 | 0.069282 | 0.34641
|  | Winter Demand Reduction (MW) | 0.066818 | 0.066818 | 0.066818 | 0.066818 | 0.066818 | 0.33409
|  | Projected Participation | 6356.3674 | 6356.3674 | 6356.3674 | 6356.3674 | 6356.3674 | 31781.8372
Lighting - LED A-Line | 2.1.1 | Energy Savings (MWh) | 384.9001 | 384.9001 | 384.9001 | 384.9001 | 384.9001 | 1924.5004
|  | Summer Demand Reduction (MW) | 0.36197 | 0.36197 | 0.36197 | 0.36197 | 0.36197 | 1.8099
|  | Winter Demand Reduction (MW) | 0.43365 | 0.43365 | 0.43365 | 0.43365 | 0.43365 | 2.1682
|  | Projected Participation | 16730.885 | 16730.885 | 16730.885 | 16730.885 | 16730.885 | 83654.4249
Lighting - LED Globe/Specialty | 2.1.1 | Energy Savings (MWh) | 171.2982 | 171.2982 | 171.2982 | 171.2982 | 171.2982 | 856.4908
|  | Summer Demand Reduction (MW) | 0.16092 | 0.16092 | 0.16092 | 0.16092 | 0.16092 | 0.80461
|  | Winter Demand Reduction (MW) | 0.19279 | 0.19279 | 0.19279 | 0.19279 | 0.19279 | 0.96394
|  | Projected Participation | 4957.5875 | 4957.5875 | 4957.5875 | 4957.5875 | 4957.5875 | 24787.9374
Lighting - LED Other | 2.1.1 | Energy Savings (MWh) | 484.7553 | 484.7553 | 484.7553 | 484.7553 | 484.7553 | 2423.7765
|  | Summer Demand Reduction (MW) | 0.40176 | 0.40176 | 0.40176 | 0.40176 | 0.40176 | 2.0088
|  | Winter Demand Reduction (MW) | 0.29747 | 0.29747 | 0.29747 | 0.29747 | 0.29747 | 1.4873
|  | Projected Participation | 3427.3102 | 3427.3102 | 3427.3102 | 3427.3102 | 3427.3102 | 17136.5511
Lighting - LED Reflector | 2.1.1 | Energy Savings (MWh) | 98.9406 | 98.9406 | 98.9406 | 98.9406 | 98.9406 | 494.703
|  | Summer Demand Reduction (MW) | 0.093548 | 0.093548 | 0.093548 | 0.093548 | 0.093548 | 0.46774
|  | Winter Demand Reduction (MW) | 0.11207 | 0.11207 | 0.11207 | 0.11207 | 0.11207 | 0.56036
|  | Projected Participation | 4337.6147 | 4337.6147 | 4337.6147 | 4337.6147 | 4337.6147 | 21688.0734
Residential Occupancy Sensors | 2.1.2 | Energy Savings (MWh) | 0.039349 | 0 | 0 | 0 | 0 | 0.039349
|  | Summer Demand Reduction (MW) | 4.7698e-06 | 0 | 0 | 0 | 0 | 4.7698e-06
|  | Winter Demand Reduction (MW) | 5.0634e-06 | 0 | 0 | 0 | 0 | 5.0634e-06
|  | Projected Participation | 0.9977 | 0 | 0 | 0 | 0 | 0.9977
LED Nightlight | 2.1.3 | Energy Savings (MWh) | 42.576 | 42.576 | 42.576 | 42.576 | 42.576 | 212.88
|  | Summer Demand Reduction (MW) | 0 | 0 | 0 | 0 | 0 | 0
|  | Winter Demand Reduction (MW) | 0 | 0 | 0 | 0 | 0 | 0
|  | Projected Participation | 2065.2457 | 2065.2457 | 2065.2457 | 2065.2457 | 2065.2457 | 10326.2287
Holiday Lights | 2.1.4 | Energy Savings (MWh) | 0.0040407 | 0 | 0 | 0 | 0 | 0.0040407
|  | Summer Demand Reduction (MW) | 0 | 0 | 0 | 0 | 0 | 0
|  | Winter Demand Reduction (MW) | 0 | 0 | 0 | 0 | 0 | 0
|  | Projected Participation | 0.9977 | 0 | 0 | 0 | 0 | 0.9977
Air Source Heat Pump - SEER 17.5 / SEER2 16.3 HSPF 9.7 / HSPF2 8.2 + | 2.2.1 | Energy Savings (MWh) | 65.7321 | 65.7321 | 65.7321 | 65.7321 | 65.7321 | 328.6604
|  | Summer Demand Reduction (MW) | 0.010116 | 0.010116 | 0.010116 | 0.010116 | 0.010116 | 0.050578
|  | Winter Demand Reduction (MW) | 0 | 0 | 0 | 0 | 0 | 0
|  | Projected Participation | 114.9354 | 114.9354 | 114.9354 | 114.9354 | 114.9354 | 574.6771
Central Air Conditioner SEER 17.5 / SEER2 16.3 | 2.2.1 | Energy Savings (MWh) | 20.8567 | 20.8567 | 20.8567 | 20.8567 | 20.8567 | 104.2836
|  | Summer Demand Reduction (MW) | 0.01449 | 0.01449 | 0.01449 | 0.01449 | 0.01449 | 0.072449
|  | Winter Demand Reduction (MW) | 0 | 0 | 0 | 0 | 0 | 0
|  | Projected Participation | 89.5938 | 89.5938 | 89.5938 | 89.5938 | 89.5938 | 447.9688
Ductless Mini-Split ENERGY STAR Cold Climate rated | 2.2.1 | Energy Savings (MWh) | 203.5755 | 203.5755 | 203.5755 | 203.5755 | 203.5755 | 1017.8777
|  | Summer Demand Reduction (MW) | 0.014501 | 0.014501 | 0.014501 | 0.014501 | 0.014501 | 0.072503
|  | Winter Demand Reduction (MW) | 0 | 0 | 0 | 0 | 0 | 0
|  | Projected Participation | 84.8048 | 84.8048 | 84.8048 | 84.8048 | 84.8048 | 424.0239
Duct Sealing & Duct Insulation | 2.2.10 | Energy Savings (MWh) | 1.1067 | 0 | 0 | 0 | 0 | 1.1067
|  | Summer Demand Reduction (MW) | 0.00012929 | 0 | 0 | 0 | 0 | 0.00012929
|  | Winter Demand Reduction (MW) | 0.00026147 | 0 | 0 | 0 | 0 | 0.00026147
|  | Projected Participation | 0.9977 | 0 | 0 | 0 | 0 | 0.9977
Air Handler Filter Whistles | 2.2.11 | Energy Savings (MWh) | 0.0076303 | 0 | 0 | 0 | 0 | 0.0076303
|  | Summer Demand Reduction (MW) | 1.4494e-06 | 0 | 0 | 0 | 0 | 1.4494e-06
|  | Winter Demand Reduction (MW) | 1.4968e-06 | 0 | 0 | 0 | 0 | 1.4968e-06
|  | Projected Participation | 0.9977 | 0 | 0 | 0 | 0 | 0.9977
Energy Star Certified Smart Thermostat | 2.2.12 | Energy Savings (MWh) | 1195.6204 | 1195.6204 | 1195.6204 | 1195.6204 | 1195.6204 | 5978.1019
|  | Summer Demand Reduction (MW) | 0.11861 | 0.11861 | 0.11861 | 0.11861 | 0.11861 | 0.59307
|  | Winter Demand Reduction (MW) | 0 | 0 | 0 | 0 | 0 | 0
|  | Projected Participation | 1850.7394 | 1850.7394 | 1850.7394 | 1850.7394 | 1850.7394 | 9253.6969
Furnace Maintenance | 2.2.13 | Energy Savings (MWh) | 0.0066647 | 0 | 0 | 0 | 0 | 0.0066647
|  | Summer Demand Reduction (MW) | 0 | 0 | 0 | 0 | 0 | 0
|  | Winter Demand Reduction (MW) | 0 | 0 | 0 | 0 | 0 | 0
|  | Projected Participation | 0.9977 | 0 | 0 | 0 | 0 | 0.9977
Energy Star Bathroom Exhaust Fan | 2.2.14 | Energy Savings (MWh) | 0.37683 | 0.37683 | 0.37683 | 0.37683 | 0.37683 | 1.8842
|  | Summer Demand Reduction (MW) | 4.2571e-05 | 4.2571e-05 | 4.2571e-05 | 4.2571e-05 | 4.2571e-05 | 0.00021285
|  | Winter Demand Reduction (MW) | 0 | 0 | 0 | 0 | 0 | 0
|  | Projected Participation | 15.767 | 15.767 | 15.767 | 15.767 | 15.767 | 78.835
Air Conditioner <5.4 Tons | 2.2.2 | Energy Savings (MWh) | 105.7689 | 105.7689 | 105.7689 | 105.7689 | 105.7689 | 528.8443
|  | Summer Demand Reduction (MW) | 0.021842 | 0.021842 | 0.021842 | 0.021842 | 0.021842 | 0.10921
|  | Winter Demand Reduction (MW) | 0 | 0 | 0 | 0 | 0 | 0
|  | Projected Participation | 275.4397 | 275.4397 | 275.4397 | 275.4397 | 275.4397 | 1377.1986
Heat Pump <5.4 Tons | 2.2.2 | Energy Savings (MWh) | 433.5421 | 433.5421 | 433.5421 | 433.5421 | 433.5421 | 2167.7106
|  | Summer Demand Reduction (MW) | 0.010357 | 0.010357 | 0.010357 | 0.010357 | 0.010357 | 0.051783
|  | Winter Demand Reduction (MW) | 0.023798 | 0.023798 | 0.023798 | 0.023798 | 0.023798 | 0.11899
|  | Projected Participation | 550.8794 | 550.8794 | 550.8794 | 550.8794 | 550.8794 | 2754.3971
Mini/Multi Split Air Conditioner | 2.2.3 | Energy Savings (MWh) | 382.9081 | 382.9081 | 382.9081 | 382.9081 | 382.9081 | 1914.5403
|  | Summer Demand Reduction (MW) | 0.079173 | 0.079173 | 0.079173 | 0.079173 | 0.079173 | 0.39586
|  | Winter Demand Reduction (MW) | 0 | 0 | 0 | 0 | 0 | 0
|  | Projected Participation | 959.6693 | 959.6693 | 959.6693 | 959.6693 | 959.6693 | 4798.3467
Mini/Multi Split Heat Pump | 2.2.3 | Energy Savings (MWh) | 2710.319 | 2710.319 | 2710.319 | 2710.319 | 2710.319 | 13551.5948
|  | Summer Demand Reduction (MW) | 0.023994 | 0.023994 | 0.023994 | 0.023994 | 0.023994 | 0.11997
|  | Winter Demand Reduction (MW) | 0.1716 | 0.1716 | 0.1716 | 0.1716 | 0.1716 | 0.85801
|  | Projected Participation | 1919.4893 | 1919.4893 | 1919.4893 | 1919.4893 | 1919.4893 | 9597.4467
Furnace Circulation Fan - High Efficiency (ECM - Variable Speed) | 2.2.4 | Energy Savings (MWh) | 4.4763 | 4.4763 | 4.4763 | 4.4763 | 4.4763 | 22.3815
|  | Summer Demand Reduction (MW) | 0.00073466 | 0.00073466 | 0.00073466 | 0.00073466 | 0.00073466 | 0.0036733
|  | Winter Demand Reduction (MW) | 0 | 0 | 0 | 0 | 0 | 0
|  | Projected Participation | 23.9449 | 23.9449 | 23.9449 | 23.9449 | 23.9449 | 119.7244
GSHP Desuperheaters | 2.2.5 | Energy Savings (MWh) | 0.49901 | 0 | 0 | 0 | 0 | 0.49901
|  | Summer Demand Reduction (MW) | 5.3394e-05 | 0 | 0 | 0 | 0 | 5.3394e-05
|  | Winter Demand Reduction (MW) | 0 | 0 | 0 | 0 | 0 | 0
|  | Projected Participation | 0.9977 | 0 | 0 | 0 | 0 | 0.9977
Air Conditioner & Heat Pump Maintenance | 2.2.6 | Energy Savings (MWh) | 0.49126 | 0 | 0 | 0 | 0 | 0.49126
|  | Summer Demand Reduction (MW) | 0.00011571 | 0 | 0 | 0 | 0 | 0.00011571
|  | Winter Demand Reduction (MW) | 7.9793e-05 | 0 | 0 | 0 | 0 | 7.9793e-05
|  | Projected Participation | 1.9954 | 0 | 0 | 0 | 0 | 1.9954
Room Air Conditioner | 2.2.7 | Energy Savings (MWh) | 0.99379 | 0.99379 | 0.99379 | 0.99379 | 0.99379 | 4.969
|  | Summer Demand Reduction (MW) | 0.0023603 | 0.0023603 | 0.0023603 | 0.0023603 | 0.0023603 | 0.011802
|  | Winter Demand Reduction (MW) | 0 | 0 | 0 | 0 | 0 | 0
|  | Projected Participation | 15.767 | 15.767 | 15.767 | 15.767 | 15.767 | 78.835
Room A/C – Recycling | 2.2.8 | Energy Savings (MWh) | 108.3338 | 108.3338 | 108.3338 | 108.3338 | 108.3338 | 541.6689
|  | Summer Demand Reduction (MW) | 0.134 | 0.134 | 0.134 | 0.134 | 0.134 | 0.67
|  | Winter Demand Reduction (MW) | 0 | 0 | 0 | 0 | 0 | 0
|  | Projected Participation | 223.6551 | 223.6551 | 223.6551 | 223.6551 | 223.6551 | 1118.2757
Window Heat Pump | 2.2.9 | Energy Savings (MWh) | 1.9557 | 0 | 0 | 0 | 0 | 1.9557
|  | Summer Demand Reduction (MW) | 6.3342e-05 | 0 | 0 | 0 | 0 | 6.3342e-05
|  | Winter Demand Reduction (MW) | 0.00057656 | 0 | 0 | 0 | 0 | 0.00057656
|  | Projected Participation | 0.9977 | 0 | 0 | 0 | 0 | 0.9977
Heat Pump Water Heater | 2.3.1 | Energy Savings (MWh) | 679.1844 | 679.1844 | 679.1844 | 679.1844 | 679.1844 | 3395.9222
|  | Summer Demand Reduction (MW) | 0.066938 | 0.066938 | 0.066938 | 0.066938 | 0.066938 | 0.33469
|  | Winter Demand Reduction (MW) | 0.11661 | 0.11661 | 0.11661 | 0.11661 | 0.11661 | 0.58304
|  | Projected Participation | 359.1707 | 359.1707 | 359.1707 | 359.1707 | 359.1707 | 1795.8533
Smart Water Heater Controls | 2.3.10 | Energy Savings (MWh) | 0.029432 | 0 | 0 | 0 | 0 | 0.029432
|  | Summer Demand Reduction (MW) | 3.0929e-06 | 0 | 0 | 0 | 0 | 3.0929e-06
|  | Winter Demand Reduction (MW) | 5.1881e-06 | 0 | 0 | 0 | 0 | 5.1881e-06
|  | Projected Participation | 0.9977 | 0 | 0 | 0 | 0 | 0.9977
Solar Water Heaters | 2.3.2 | Energy Savings (MWh) | 1.8762 | 0 | 0 | 0 | 0 | 1.8762
|  | Summer Demand Reduction (MW) | 0.00019834 | 0 | 0 | 0 | 0 | 0.00019834
|  | Winter Demand Reduction (MW) | 0.00033044 | 0 | 0 | 0 | 0 | 0.00033044
|  | Projected Participation | 0.9977 | 0 | 0 | 0 | 0 | 0.9977
Water Heater Tank Wrap | 2.3.3 | Energy Savings (MWh) | 0.093385 | 0 | 0 | 0 | 0 | 0.093385
|  | Summer Demand Reduction (MW) | 9.7775e-06 | 0 | 0 | 0 | 0 | 9.7775e-06
|  | Winter Demand Reduction (MW) | 1.6362e-05 | 0 | 0 | 0 | 0 | 1.6362e-05
|  | Projected Participation | 0.9977 | 0 | 0 | 0 | 0 | 0.9977
Water Heater Temperature Setback | 2.3.4 | Energy Savings (MWh) | 0.059862 | 0 | 0 | 0 | 0 | 0.059862
|  | Summer Demand Reduction (MW) | 6.2855e-06 | 0 | 0 | 0 | 0 | 6.2855e-06
|  | Winter Demand Reduction (MW) | 1.0576e-05 | 0 | 0 | 0 | 0 | 1.0576e-05
|  | Projected Participation | 0.9977 | 0 | 0 | 0 | 0 | 0.9977
Water Heater Pipe Insulation | 2.3.5 | Energy Savings (MWh) | 29.2699 | 29.2699 | 29.2699 | 29.2699 | 29.2699 | 146.3497
|  | Summer Demand Reduction (MW) | 0.00096361 | 0.00096361 | 0.00096361 | 0.00096361 | 0.00096361 | 0.004818
|  | Winter Demand Reduction (MW) | 0.0017788 | 0.0017788 | 0.0017788 | 0.0017788 | 0.0017788 | 0.008894
|  | Projected Participation | 360.9507 | 360.9507 | 360.9507 | 360.9507 | 360.9507 | 1804.7536
Low-Flow Faucet Aerator | 2.3.6 | Energy Savings (MWh) | 105.592 | 105.592 | 105.592 | 105.592 | 105.592 | 527.9601
|  | Summer Demand Reduction (MW) | 0.01444 | 0.01444 | 0.01444 | 0.01444 | 0.01444 | 0.072199
|  | Winter Demand Reduction (MW) | 0.026656 | 0.026656 | 0.026656 | 0.026656 | 0.026656 | 0.13328
|  | Projected Participation | 721.3394 | 721.3394 | 721.3394 | 721.3394 | 721.3394 | 3606.6971
Low-Flow Showerhead | 2.3.7 | Energy Savings (MWh) | 57.2207 | 57.2207 | 57.2207 | 57.2207 | 57.2207 | 286.1035
|  | Summer Demand Reduction (MW) | 0.0045923 | 0.0045923 | 0.0045923 | 0.0045923 | 0.0045923 | 0.022961
|  | Winter Demand Reduction (MW) | 0.0084773 | 0.0084773 | 0.0084773 | 0.0084773 | 0.0084773 | 0.042386
|  | Projected Participation | 360.9507 | 360.9507 | 360.9507 | 360.9507 | 360.9507 | 1804.7536
Thermostatic Shower Restriction Valves | 2.3.8 | Energy Savings (MWh) | 2.2519 | 2.2519 | 2.2519 | 2.2519 | 2.2519 | 11.2595
|  | Summer Demand Reduction (MW) | 0.00023216 | 0.00023216 | 0.00023216 | 0.00023216 | 0.00023216 | 0.0011608
|  | Winter Demand Reduction (MW) | 0.00042855 | 0.00042855 | 0.00042855 | 0.00042855 | 0.00042855 | 0.0021428
|  | Projected Participation | 77.3851 | 77.3851 | 77.3851 | 77.3851 | 77.3851 | 386.9257
Thermostatic Showerhead | 2.3.8 | Energy Savings (MWh) | 2.9884 | 2.9884 | 2.9884 | 2.9884 | 2.9884 | 14.9418
|  | Summer Demand Reduction (MW) | 0 | 0 | 0 | 0 | 0 | 0
|  | Winter Demand Reduction (MW) | 0 | 0 | 0 | 0 | 0 | 0
|  | Projected Participation | 103.7611 | 103.7611 | 103.7611 | 103.7611 | 103.7611 | 518.8057
Drain Water Heat Recovery Units | 2.3.9 | Energy Savings (MWh) | 0.23167 | 0 | 0 | 0 | 0 | 0.23167
|  | Summer Demand Reduction (MW) | 2.4444e-05 | 0 | 0 | 0 | 0 | 2.4444e-05
|  | Winter Demand Reduction (MW) | 4.0806e-05 | 0 | 0 | 0 | 0 | 4.0806e-05
|  | Projected Participation | 0.9977 | 0 | 0 | 0 | 0 | 0.9977
Energy Star Freezer | 2.4.1 | Energy Savings (MWh) | 95.2375 | 95.2375 | 95.2375 | 95.2375 | 95.2375 | 476.1873
|  | Summer Demand Reduction (MW) | 0.01321 | 0.01321 | 0.01321 | 0.01321 | 0.01321 | 0.06605
|  | Winter Demand Reduction (MW) | 0.011666 | 0.011666 | 0.011666 | 0.011666 | 0.011666 | 0.058328
|  | Projected Participation | 186.7401 | 186.7401 | 186.7401 | 186.7401 | 186.7401 | 933.7006
Energy Star Refrigerator | 2.4.1 | Energy Savings (MWh) | 923.7194 | 923.7194 | 923.7194 | 923.7194 | 923.7194 | 4618.597
|  | Summer Demand Reduction (MW) | 0.12505 | 0.12505 | 0.12505 | 0.12505 | 0.12505 | 0.62525
|  | Winter Demand Reduction (MW) | 0.11043 | 0.11043 | 0.11043 | 0.11043 | 0.11043 | 0.55215
|  | Projected Participation | 1105.0844 | 1105.0844 | 1105.0844 | 1105.0844 | 1105.0844 | 5525.422
Energy Star Dishwashers | 2.4.10 | Energy Savings (MWh) | 0.46513 | 0.46513 | 0.46513 | 0.46513 | 0.46513 | 2.3256
|  | Summer Demand Reduction (MW) | 7.8835e-05 | 7.8835e-05 | 7.8835e-05 | 7.8835e-05 | 7.8835e-05 | 0.00039417
|  | Winter Demand Reduction (MW) | 6.9618e-05 | 6.9618e-05 | 6.9618e-05 | 6.9618e-05 | 6.9618e-05 | 0.00034809
|  | Projected Participation | 15.767 | 15.767 | 15.767 | 15.767 | 15.767 | 78.835
Energy Star Dehumidifiers | 2.4.11 | Energy Savings (MWh) | 21.746 | 21.746 | 21.746 | 21.746 | 21.746 | 108.7298
|  | Summer Demand Reduction (MW) | 0.0040716 | 0.0040716 | 0.0040716 | 0.0040716 | 0.0040716 | 0.020358
|  | Winter Demand Reduction (MW) | 0.0035956 | 0.0035956 | 0.0035956 | 0.0035956 | 0.0035956 | 0.017978
|  | Projected Participation | 154.2266 | 154.2266 | 154.2266 | 154.2266 | 154.2266 | 771.133
Dehumidifier – Recycling | 2.4.12 | Energy Savings (MWh) | 99.3152 | 99.3152 | 99.3152 | 99.3152 | 99.3152 | 496.5762
|  | Summer Demand Reduction (MW) | 0.035 | 0.035 | 0.035 | 0.035 | 0.035 | 0.175
|  | Winter Demand Reduction (MW) | 0.030908 | 0.030908 | 0.030908 | 0.030908 | 0.030908 | 0.15454
|  | Projected Participation | 140.0551 | 140.0551 | 140.0551 | 140.0551 | 140.0551 | 700.2755
ENERGY STAR Ceiling Fans | 2.4.13 | Energy Savings (MWh) | 0.025142 | 0 | 0 | 0 | 0 | 0.025142
|  | Summer Demand Reduction (MW) | 2.7936e-06 | 0 | 0 | 0 | 0 | 2.7936e-06
|  | Winter Demand Reduction (MW) | 4.4897e-06 | 0 | 0 | 0 | 0 | 4.4897e-06
|  | Projected Participation | 0.9977 | 0 | 0 | 0 | 0 | 0.9977
Energy Star Air Purifiers | 2.4.14 | Energy Savings (MWh) | 27.1595 | 27.1595 | 27.1595 | 27.1595 | 27.1595 | 135.7974
|  | Summer Demand Reduction (MW) | 0.0025586 | 0.0025586 | 0.0025586 | 0.0025586 | 0.0025586 | 0.012793
|  | Winter Demand Reduction (MW) | 0.0022595 | 0.0022595 | 0.0022595 | 0.0022595 | 0.0022595 | 0.011297
|  | Projected Participation | 154.2266 | 154.2266 | 154.2266 | 154.2266 | 154.2266 | 771.133
Energy Star Freezer | 2.4.2 | Energy Savings (MWh) | 0.22074 | 0.22074 | 0.22074 | 0.22074 | 0.22074 | 1.1037
|  | Summer Demand Reduction (MW) | 2.1326e-05 | 2.1326e-05 | 2.1326e-05 | 2.1326e-05 | 2.1326e-05 | 0.00010663
|  | Winter Demand Reduction (MW) | 1.8833e-05 | 1.8833e-05 | 1.8833e-05 | 1.8833e-05 | 1.8833e-05 | 9.4165e-05
|  | Projected Participation | 15.767 | 15.767 | 15.767 | 15.767 | 15.767 | 78.835
Refrigerator / Freezer Recycling with and without Replacement | 2.4.3 | Energy Savings (MWh) | 121.5518 | 121.5518 | 121.5518 | 121.5518 | 121.5518 | 607.7588
|  | Summer Demand Reduction (MW) | 0.020217 | 0.020217 | 0.020217 | 0.020217 | 0.020217 | 0.10109
|  | Winter Demand Reduction (MW) | 0.017853 | 0.017853 | 0.017853 | 0.017853 | 0.017853 | 0.089267
|  | Projected Participation | 284.545 | 284.545 | 284.545 | 284.545 | 284.545 | 1422.7248
Low-Capacity Refrigerator / Freezer Recycling without Replacement | 2.4.4 | Energy Savings (MWh) | 0.44614 | 0 | 0 | 0 | 0 | 0.44614
|  | Summer Demand Reduction (MW) | 6.0909e-05 | 0 | 0 | 0 | 0 | 6.0909e-05
|  | Winter Demand Reduction (MW) | 4.4996e-05 | 0 | 0 | 0 | 0 | 4.4996e-05
|  | Projected Participation | 1.9954 | 0 | 0 | 0 | 0 | 1.9954
ENERGY STAR Coolers | 2.4.5 | Energy Savings (MWh) | 0.036915 | 0 | 0 | 0 | 0 | 0.036915
|  | Summer Demand Reduction (MW) | 4.9885e-06 | 0 | 0 | 0 | 0 | 4.9885e-06
|  | Winter Demand Reduction (MW) | 3.7913e-06 | 0 | 0 | 0 | 0 | 3.7913e-06
|  | Projected Participation | 0.9977 | 0 | 0 | 0 | 0 | 0.9977
Cooler Recycling with and without Replacement | 2.4.6 | Energy Savings (MWh) | 0.31347 | 0 | 0 | 0 | 0 | 0.31347
|  | Summer Demand Reduction (MW) | 4.2444e-05 | 0 | 0 | 0 | 0 | 4.2444e-05
|  | Winter Demand Reduction (MW) | 3.1786e-05 | 0 | 0 | 0 | 0 | 3.1786e-05
|  | Projected Participation | 1.9954 | 0 | 0 | 0 | 0 | 1.9954
Residential Induction Cooktop | 2.4.7 | Energy Savings (MWh) | 0.012172 | 0 | 0 | 0 | 0 | 0.012172
|  | Summer Demand Reduction (MW) | 2.594e-06 | 0 | 0 | 0 | 0 | 2.594e-06
|  | Winter Demand Reduction (MW) | 2.6938e-06 | 0 | 0 | 0 | 0 | 2.6938e-06
|  | Projected Participation | 0.9977 | 0 | 0 | 0 | 0 | 0.9977
Energy Star Clothes Washer | 2.4.8 | Energy Savings (MWh) | 0.088295 | 0.088295 | 0.088295 | 0.088295 | 0.088295 | 0.44148
|  | Summer Demand Reduction (MW) | 1.2614e-05 | 1.2614e-05 | 1.2614e-05 | 1.2614e-05 | 1.2614e-05 | 6.3068e-05
|  | Winter Demand Reduction (MW) | 1.1139e-05 | 1.1139e-05 | 1.1139e-05 | 1.1139e-05 | 1.1139e-05 | 5.5694e-05
|  | Projected Participation | 15.767 | 15.767 | 15.767 | 15.767 | 15.767 | 78.835
Energy Star Clothes Dryer | 2.4.9 | Energy Savings (MWh) | 0.32007 | 0.32007 | 0.32007 | 0.32007 | 0.32007 | 1.6004
|  | Summer Demand Reduction (MW) | 4.2571e-05 | 4.2571e-05 | 4.2571e-05 | 4.2571e-05 | 4.2571e-05 | 0.00021285
|  | Winter Demand Reduction (MW) | 3.7594e-05 | 3.7594e-05 | 3.7594e-05 | 3.7594e-05 | 3.7594e-05 | 0.00018797
|  | Projected Participation | 15.767 | 15.767 | 15.767 | 15.767 | 15.767 | 78.835
Advanced Power Strips | 2.5.1 | Energy Savings (MWh) | 287.8642 | 287.8642 | 287.8642 | 287.8642 | 287.8642 | 1439.3212
|  | Summer Demand Reduction (MW) | 0.038356 | 0.038356 | 0.038356 | 0.038356 | 0.038356 | 0.19178
|  | Winter Demand Reduction (MW) | 0.049398 | 0.049398 | 0.049398 | 0.049398 | 0.049398 | 0.24699
|  | Projected Participation | 2783.5554 | 2783.5554 | 2783.5554 | 2783.5554 | 2783.5554 | 13917.7768
Air Sealing | 2.6.1 | Energy Savings (MWh) | 36.939 | 36.939 | 36.939 | 36.939 | 36.939 | 184.6952
|  | Summer Demand Reduction (MW) | 0 | 0 | 0 | 0 | 0 | 0
|  | Winter Demand Reduction (MW) | 0 | 0 | 0 | 0 | 0 | 0
|  | Projected Participation | 34.7201 | 34.7201 | 34.7201 | 34.7201 | 34.7201 | 173.6004
Caulking | 2.6.2 | Energy Savings (MWh) | 0.44349 | 0.44349 | 0.44349 | 0.44349 | 0.44349 | 2.2175
|  | Summer Demand Reduction (MW) | 0.00023502 | 0.00023502 | 0.00023502 | 0.00023502 | 0.00023502 | 0.0011751
|  | Winter Demand Reduction (MW) | 0.00028156 | 0.00028156 | 0.00028156 | 0.00028156 | 0.00028156 | 0.0014078
|  | Projected Participation | 77.3851 | 77.3851 | 77.3851 | 77.3851 | 77.3851 | 386.9257
Outlet Gaskets | 2.6.2 | Energy Savings (MWh) | 1.0515 | 1.0515 | 1.0515 | 1.0515 | 1.0515 | 5.2576
|  | Summer Demand Reduction (MW) | 0.00055724 | 0.00055724 | 0.00055724 | 0.00055724 | 0.00055724 | 0.0027862
|  | Winter Demand Reduction (MW) | 0.00066759 | 0.00066759 | 0.00066759 | 0.00066759 | 0.00066759 | 0.0033379
|  | Projected Participation | 308.0907 | 308.0907 | 308.0907 | 308.0907 | 308.0907 | 1540.4537
Weather Stripping | 2.6.2 | Energy Savings (MWh) | 17.6975 | 17.6975 | 17.6975 | 17.6975 | 17.6975 | 88.4874
|  | Summer Demand Reduction (MW) | 0.00028535 | 0.00028535 | 0.00028535 | 0.00028535 | 0.00028535 | 0.0014268
|  | Winter Demand Reduction (MW) | 0.00034186 | 0.00034186 | 0.00034186 | 0.00034186 | 0.00034186 | 0.0017093
|  | Projected Participation | 360.9507 | 360.9507 | 360.9507 | 360.9507 | 360.9507 | 1804.7536
Insulation, Basement Wall | 2.6.3 | Energy Savings (MWh) | 54.6099 | 54.6099 | 54.6099 | 54.6099 | 54.6099 | 273.0495
|  | Summer Demand Reduction (MW) | 0.0014584 | 0.0014584 | 0.0014584 | 0.0014584 | 0.0014584 | 0.0072918
|  | Winter Demand Reduction (MW) | 0.0017471 | 0.0017471 | 0.0017471 | 0.0017471 | 0.0017471 | 0.0087357
|  | Projected Participation | 39.9081 | 39.9081 | 39.9081 | 39.9081 | 39.9081 | 199.5407
Insulation, Ceiling | 2.6.3 | Energy Savings (MWh) | 165.5101 | 165.5101 | 165.5101 | 165.5101 | 165.5101 | 827.5507
|  | Summer Demand Reduction (MW) | 0.0072135 | 0.0072135 | 0.0072135 | 0.0072135 | 0.0072135 | 0.036067
|  | Winter Demand Reduction (MW) | 0.0086419 | 0.0086419 | 0.0086419 | 0.0086419 | 0.0086419 | 0.04321
|  | Projected Participation | 168.0132 | 168.0132 | 168.0132 | 168.0132 | 168.0132 | 840.0661
Insulation, Exterior Wall | 2.6.3 | Energy Savings (MWh) | 24.7134 | 24.7134 | 24.7134 | 24.7134 | 24.7134 | 123.5671
|  | Summer Demand Reduction (MW) | 0.00074937 | 0.00074937 | 0.00074937 | 0.00074937 | 0.00074937 | 0.0037468
|  | Winter Demand Reduction (MW) | 0.00089776 | 0.00089776 | 0.00089776 | 0.00089776 | 0.00089776 | 0.0044888
|  | Projected Participation | 15.7637 | 15.7637 | 15.7637 | 15.7637 | 15.7637 | 78.8186
Insulation, Floor | 2.6.3 | Energy Savings (MWh) | 12.5125 | 12.5125 | 12.5125 | 12.5125 | 12.5125 | 62.5627
|  | Summer Demand Reduction (MW) | 0.00073986 | 0.00073986 | 0.00073986 | 0.00073986 | 0.00073986 | 0.0036993
|  | Winter Demand Reduction (MW) | 0.00088637 | 0.00088637 | 0.00088637 | 0.00088637 | 0.00088637 | 0.0044318
|  | Projected Participation | 7.9816 | 7.9816 | 7.9816 | 7.9816 | 7.9816 | 39.9081
Basement or Crawl Space Wall Insulation | 2.6.4 | Energy Savings (MWh) | 0.0010434 | 0.0010434 | 0.0010434 | 0.0010434 | 0.0010434 | 0.0052168
|  | Summer Demand Reduction (MW) | 5.5006e-07 | 5.5006e-07 | 5.5006e-07 | 5.5006e-07 | 5.5006e-07 | 2.7503e-06
|  | Winter Demand Reduction (MW) | 3.5454e-07 | 3.5454e-07 | 3.5454e-07 | 3.5454e-07 | 3.5454e-07 | 1.7727e-06
|  | Projected Participation | 19.9541 | 19.9541 | 19.9541 | 19.9541 | 19.9541 | 99.7703
ENERGY STAR Windows | 2.6.5 | Energy Savings (MWh) | 0.0027537 | 0.0027537 | 0.0027537 | 0.0027537 | 0.0027537 | 0.013768
|  | Summer Demand Reduction (MW) | 0.0010106 | 0.0010106 | 0.0010106 | 0.0010106 | 0.0010106 | 0.005053
|  | Winter Demand Reduction (MW) | 0.0010436 | 0.0010436 | 0.0010436 | 0.0010436 | 0.0010436 | 0.0052182
|  | Projected Participation | 1.1972 | 1.1972 | 1.1972 | 1.1972 | 1.1972 | 5.9862
Residential New Construction | 2.7.1 | Energy Savings (MWh) | 4.4715 | 0 | 0 | 0 | 0 | 4.4715
|  | Summer Demand Reduction (MW) | 0.00061528 | 0 | 0 | 0 | 0 | 0.00061528
|  | Winter Demand Reduction (MW) | 0.00087955 | 0 | 0 | 0 | 0 | 0.00087955
|  | Projected Participation | 0.9977 | 0 | 0 | 0 | 0 | 0.9977
ENERGY STAR Manufactured Homes | 2.7.2 | Energy Savings (MWh) | 18.8574 | 0 | 0 | 0 | 0 | 18.8574
|  | Summer Demand Reduction (MW) | 0.0025948 | 0 | 0 | 0 | 0 | 0.0025948
|  | Winter Demand Reduction (MW) | 0.0037093 | 0 | 0 | 0 | 0 | 0.0037093
|  | Projected Participation | 0.9977 | 0 | 0 | 0 | 0 | 0.9977
Home Energy Reports | 2.7.3 | Energy Savings (MWh) | 32700 | 0 | 0 | 0 | 0 | 32700
|  | Summer Demand Reduction (MW) | 7.5798 | 0 | 0 | 0 | 0 | 7.5798
|  | Winter Demand Reduction (MW) | 7.5798 | 0 | 0 | 0 | 0 | 7.5798
|  | Projected Participation | 2 | 0 | 0 | 0 | 0 | 2
ENERGY STAR Pool Pumps | 2.8.1 | Energy Savings (MWh) | 0.10576 | 0 | 0 | 0 | 0 | 0.10576
|  | Summer Demand Reduction (MW) | 3.6017e-05 | 0 | 0 | 0 | 0 | 3.6017e-05
|  | Winter Demand Reduction (MW) | 0 | 0 | 0 | 0 | 0 | 0
|  | Projected Participation | 0.9977 | 0 | 0 | 0 | 0 | 0.9977
Single Speed Pool Pump Replacement | 2.8.2 | Energy Savings (MWh) | 1.1673 | 0 | 0 | 0 | 0 | 1.1673
|  | Summer Demand Reduction (MW) | 0.00050294 | 0 | 0 | 0 | 0 | 0.00050294
|  | Winter Demand Reduction (MW) | 0.00060253 | 0 | 0 | 0 | 0 | 0.00060253
|  | Projected Participation | 0.9977 | 0 | 0 | 0 | 0 | 0.9977
Photovoltaic (PV) Solar Generation | 2.8.3 | Energy Savings (MWh) | 7.3301 | 0 | 0 | 0 | 0 | 7.3301
|  | Summer Demand Reduction (MW) | 0.0022558 | 0 | 0 | 0 | 0 | 0.0022558
|  | Winter Demand Reduction (MW) | 9.6684e-05 | 0 | 0 | 0 | 0 | 9.6684e-05
|  | Projected Participation | 0.9977 | 0 | 0 | 0 | 0 | 0.9977
Direct Load Control & Behavior-Based Demand Response Programs | 2.9.1 | Energy Savings (MWh) | 0 | 0 | 0 | 0 | 0 | 0
|  | Summer Demand Reduction (MW) | 0.055522 | 0.055522 | 0.055522 | 0.055522 | 0.055522 | 0.27761
|  | Winter Demand Reduction (MW) | 0.069402 | 0.069402 | 0.069402 | 0.069402 | 0.069402 | 0.34701
|  | Projected Participation | 154.2266 | 154.2266 | 154.2266 | 154.2266 | 154.2266 | 771.133
Managed EV Charging, 3 - 9 PM | 2.9.1 | Energy Savings (MWh) | 0 | 0 | 0 | 0 | 0 | 0
|  | Summer Demand Reduction (MW) | 0.33726 | 0.33726 | 0.33726 | 0.33726 | 0.33726 | 1.6863
|  | Winter Demand Reduction (MW) | 0.24798 | 0.24798 | 0.24798 | 0.24798 | 0.24798 | 1.2399
|  | Projected Participation | 991.9307 | 991.9307 | 991.9307 | 991.9307 | 991.9307 | 4959.6537
Optimize Energy Star Thermostats | 2.9.1 | Energy Savings (MWh) | 0 | 0 | 0 | 0 | 0 | 0
|  | Summer Demand Reduction (MW) | 0.067865 | 0.067865 | 0.067865 | 0.067865 | 0.067865 | 0.33932
|  | Winter Demand Reduction (MW) | 0.2221 | 0.2221 | 0.2221 | 0.2221 | 0.2221 | 1.1105
|  | Projected Participation | 61.6952 | 61.6952 | 61.6952 | 61.6952 | 61.6952 | 308.4758
Smart Energy Service Panel | 2.9.1 | Energy Savings (MWh) | 0 | 0 | 0 | 0 | 0 | 0
|  | Summer Demand Reduction (MW) | 0.00027122 | 0 | 0 | 0 | 0 | 0.00027122
|  | Winter Demand Reduction (MW) | 0.00033903 | 0 | 0 | 0 | 0 | 0.00033903
|  | Projected Participation | 0.75339 | 0 | 0 | 0 | 0 | 0.75339
High Output Linear LED T5/T8 Fixture | 3.1.1 | Energy Savings (MWh) | 29.0675 | 29.0675 | 29.0675 | 29.0675 | 29.0675 | 145.3376
|  | Summer Demand Reduction (MW) | 0.0080429 | 0.0080429 | 0.0080429 | 0.0080429 | 0.0080429 | 0.040215
|  | Winter Demand Reduction (MW) | 0.0054082 | 0.0054082 | 0.0054082 | 0.0054082 | 0.0054082 | 0.027041
|  | Projected Participation | 68.694 | 68.694 | 68.694 | 68.694 | 68.694 | 343.4699
LED 2' Linear Replacement Lamp | 3.1.1 | Energy Savings (MWh) | 56.8599 | 56.8599 | 56.8599 | 56.8599 | 56.8599 | 284.2996
|  | Summer Demand Reduction (MW) | 0.01132 | 0.01132 | 0.01132 | 0.01132 | 0.01132 | 0.056598
|  | Winter Demand Reduction (MW) | 0.0076115 | 0.0076115 | 0.0076115 | 0.0076115 | 0.0076115 | 0.038058
|  | Projected Participation | 983.8665 | 983.8665 | 983.8665 | 983.8665 | 983.8665 | 4919.3325
LED 3' Linear Replacement Lamp | 3.1.1 | Energy Savings (MWh) | 36.6169 | 36.6169 | 36.6169 | 36.6169 | 36.6169 | 183.0843
|  | Summer Demand Reduction (MW) | 0.0080504 | 0.0080504 | 0.0080504 | 0.0080504 | 0.0080504 | 0.040252
|  | Winter Demand Reduction (MW) | 0.0054132 | 0.0054132 | 0.0054132 | 0.0054132 | 0.0054132 | 0.027066
|  | Projected Participation | 689.0618 | 689.0618 | 689.0618 | 689.0618 | 689.0618 | 3445.3088
LED 4' Interior Linear Strip Fixture or Retrofit Kit | 3.1.1 | Energy Savings (MWh) | 400.0795 | 400.0795 | 400.0795 | 400.0795 | 400.0795 | 2000.3976
|  | Summer Demand Reduction (MW) | 0.087843 | 0.087843 | 0.087843 | 0.087843 | 0.087843 | 0.43921
|  | Winter Demand Reduction (MW) | 0.059067 | 0.059067 | 0.059067 | 0.059067 | 0.059067 | 0.29533
|  | Projected Participation | 2925.3947 | 2925.3947 | 2925.3947 | 2925.3947 | 2925.3947 | 14626.9736
LED 4' Linear Replacement Lamp | 3.1.1 | Energy Savings (MWh) | 1711.8706 | 1711.8706 | 1711.8706 | 1711.8706 | 1711.8706 | 8559.3531
|  | Summer Demand Reduction (MW) | 0.4239 | 0.4239 | 0.4239 | 0.4239 | 0.4239 | 2.1195
|  | Winter Demand Reduction (MW) | 0.28503 | 0.28503 | 0.28503 | 0.28503 | 0.28503 | 1.4252
|  | Projected Participation | 12971.0808 | 12971.0808 | 12971.0808 | 12971.0808 | 12971.0808 | 64855.4041
LED 8' Interior Linear Strip Fixture or Retrofit Kit | 3.1.1 | Energy Savings (MWh) | 348.2908 | 348.2908 | 348.2908 | 348.2908 | 348.2908 | 1741.454
|  | Summer Demand Reduction (MW) | 0.081842 | 0.081842 | 0.081842 | 0.081842 | 0.081842 | 0.40921
|  | Winter Demand Reduction (MW) | 0.055032 | 0.055032 | 0.055032 | 0.055032 | 0.055032 | 0.27516
|  | Projected Participation | 992.8228 | 992.8228 | 992.8228 | 992.8228 | 992.8228 | 4964.1141
LED 8' Linear Replacement Lamp | 3.1.1 | Energy Savings (MWh) | 97.7883 | 97.7883 | 97.7883 | 97.7883 | 97.7883 | 488.9413
|  | Summer Demand Reduction (MW) | 0.023933 | 0.023933 | 0.023933 | 0.023933 | 0.023933 | 0.11966
|  | Winter Demand Reduction (MW) | 0.016093 | 0.016093 | 0.016093 | 0.016093 | 0.016093 | 0.080464
|  | Projected Participation | 634.0241 | 634.0241 | 634.0241 | 634.0241 | 634.0241 | 3170.1205
LED Downlight with Integrated Occupancy Sensor | 3.1.1 | Energy Savings (MWh) | 0.34339 | 0.34339 | 0.34339 | 0.34339 | 0.34339 | 1.7169
|  | Summer Demand Reduction (MW) | 6.3145e-05 | 6.3145e-05 | 6.3145e-05 | 6.3145e-05 | 6.3145e-05 | 0.00031573
|  | Winter Demand Reduction (MW) | 4.246e-05 | 4.246e-05 | 4.246e-05 | 4.246e-05 | 4.246e-05 | 0.0002123
|  | Projected Participation | 9.2489 | 9.2489 | 9.2489 | 9.2489 | 9.2489 | 46.2444
LED Downlight with Integrated Occupancy and Daylight Sensor | 3.1.1 | Energy Savings (MWh) | 0.8088 | 0.8088 | 0.8088 | 0.8088 | 0.8088 | 4.044
|  | Summer Demand Reduction (MW) | 0.00015165 | 0.00015165 | 0.00015165 | 0.00015165 | 0.00015165 | 0.00075823
|  | Winter Demand Reduction (MW) | 0.00010197 | 0.00010197 | 0.00010197 | 0.00010197 | 0.00010197 | 0.00050984
|  | Projected Participation | 18.8223 | 18.8223 | 18.8223 | 18.8223 | 18.8223 | 94.1114
LED Exterior Area Lighting Fixture | 3.1.1 | Energy Savings (MWh) | 1182.3819 | 1182.3819 | 1182.3819 | 1182.3819 | 1182.3819 | 5911.9095
|  | Summer Demand Reduction (MW) | 0.055626 | 0.055626 | 0.055626 | 0.055626 | 0.055626 | 0.27813
|  | Winter Demand Reduction (MW) | 0.037404 | 0.037404 | 0.037404 | 0.037404 | 0.037404 | 0.18702
|  | Projected Participation | 1004.8171 | 1004.8171 | 1004.8171 | 1004.8171 | 1004.8171 | 5024.0853
LED Interior 1' X 2' | 3.1.1 | Energy Savings (MWh) | 2.357 | 2.357 | 2.357 | 2.357 | 2.357 | 11.7849
|  | Summer Demand Reduction (MW) | 0.00035851 | 0.00035851 | 0.00035851 | 0.00035851 | 0.00035851 | 0.0017926
|  | Winter Demand Reduction (MW) | 0.00024107 | 0.00024107 | 0.00024107 | 0.00024107 | 0.00024107 | 0.0012053
|  | Projected Participation | 12.966 | 12.966 | 12.966 | 12.966 | 12.966 | 64.8299
LED Interior 1' X 4' | 3.1.1 | Energy Savings (MWh) | 147.1738 | 147.1738 | 147.1738 | 147.1738 | 147.1738 | 735.8689
|  | Summer Demand Reduction (MW) | 0.026584 | 0.026584 | 0.026584 | 0.026584 | 0.026584 | 0.13292
|  | Winter Demand Reduction (MW) | 0.017876 | 0.017876 | 0.017876 | 0.017876 | 0.017876 | 0.089378
|  | Projected Participation | 545.8592 | 545.8592 | 545.8592 | 545.8592 | 545.8592 | 2729.2961
LED Interior 2' X 2' | 3.1.1 | Energy Savings (MWh) | 562.4076 | 562.4076 | 562.4076 | 562.4076 | 562.4076 | 2812.0379
|  | Summer Demand Reduction (MW) | 0.11823 | 0.11823 | 0.11823 | 0.11823 | 0.11823 | 0.59115
|  | Winter Demand Reduction (MW) | 0.0795 | 0.0795 | 0.0795 | 0.0795 | 0.0795 | 0.3975
|  | Projected Participation | 2946.194 | 2946.194 | 2946.194 | 2946.194 | 2946.194 | 14730.9699
LED Interior 2' X 4' | 3.1.1 | Energy Savings (MWh) | 1515.6124 | 1515.6124 | 1515.6124 | 1515.6124 | 1515.6124 | 7578.0619
|  | Summer Demand Reduction (MW) | 0.33381 | 0.33381 | 0.33381 | 0.33381 | 0.33381 | 1.6691
|  | Winter Demand Reduction (MW) | 0.22446 | 0.22446 | 0.22446 | 0.22446 | 0.22446 | 1.1223
|  | Projected Participation | 5795.2547 | 5795.2547 | 5795.2547 | 5795.2547 | 5795.2547 | 28976.2735
LED Interior High-Bay Fixture | 3.1.1 | Energy Savings (MWh) | 1262.8225 | 1262.8225 | 1262.8225 | 1262.8225 | 1262.8225 | 6314.1125
|  | Summer Demand Reduction (MW) | 0.30015 | 0.30015 | 0.30015 | 0.30015 | 0.30015 | 1.5007
|  | Winter Demand Reduction (MW) | 0.2289 | 0.2289 | 0.2289 | 0.2289 | 0.2289 | 1.1445
|  | Projected Participation | 1437.3705 | 1437.3705 | 1437.3705 | 1437.3705 | 1437.3705 | 7186.8525
Lighting Retrofits, Custom | 3.1.1 | Energy Savings (MWh) | 380.1779 | 380.1779 | 380.1779 | 380.1779 | 380.1779 | 1900.8893
|  | Summer Demand Reduction (MW) | 0.064743 | 0.064743 | 0.064743 | 0.064743 | 0.064743 | 0.32371
|  | Winter Demand Reduction (MW) | 0.050125 | 0.050125 | 0.050125 | 0.050125 | 0.050125 | 0.25062
|  | Projected Participation | 461.0005 | 461.0005 | 461.0005 | 461.0005 | 461.0005 | 2305.0023
New Construction Lighting | 3.1.2 | Energy Savings (MWh) | 0.0029889 | 0 | 0 | 0 | 0 | 0.0029889
|  | Summer Demand Reduction (MW) | 6.5937e-07 | 0 | 0 | 0 | 0 | 6.5937e-07
|  | Winter Demand Reduction (MW) | 4.3642e-07 | 0 | 0 | 0 | 0 | 4.3642e-07
|  | Projected Participation | 0.57602 | 0 | 0 | 0 | 0 | 0.57602
LED Canopy Luminaire and Retrofit Kit with NLC/LLLC | 3.1.3 | Energy Savings (MWh) | 1.5185 | 1.5185 | 1.5185 | 1.5185 | 1.5185 | 7.5923
|  | Summer Demand Reduction (MW) | 3.879e-05 | 3.879e-05 | 3.879e-05 | 3.879e-05 | 3.879e-05 | 0.00019395
|  | Winter Demand Reduction (MW) | 2.6083e-05 | 2.6083e-05 | 2.6083e-05 | 2.6083e-05 | 2.6083e-05 | 0.00013042
|  | Projected Participation | 2.5323 | 2.5323 | 2.5323 | 2.5323 | 2.5323 | 12.6614
LED Downlight with NLC/LLLC | 3.1.3 | Energy Savings (MWh) | 0.43989 | 0.43989 | 0.43989 | 0.43989 | 0.43989 | 2.1994
|  | Summer Demand Reduction (MW) | 8.3449e-05 | 8.3449e-05 | 8.3449e-05 | 8.3449e-05 | 8.3449e-05 | 0.00041725
|  | Winter Demand Reduction (MW) | 5.6112e-05 | 5.6112e-05 | 5.6112e-05 | 5.6112e-05 | 5.6112e-05 | 0.00028056
|  | Projected Participation | 9.2489 | 9.2489 | 9.2489 | 9.2489 | 9.2489 | 46.2444
LED Exterior Luminaire and Retrofit Kit with NLC/LLLC | 3.1.3 | Energy Savings (MWh) | 30.752 | 30.752 | 30.752 | 30.752 | 30.752 | 153.7602
|  | Summer Demand Reduction (MW) | 0.00085823 | 0.00085823 | 0.00085823 | 0.00085823 | 0.00085823 | 0.0042911
|  | Winter Demand Reduction (MW) | 0.00057708 | 0.00057708 | 0.00057708 | 0.00057708 | 0.00057708 | 0.0028854
|  | Projected Participation | 34.4873 | 34.4873 | 34.4873 | 34.4873 | 34.4873 | 172.4367
LED High-Bay Luminaire and Retrofit Kit with NLC/LLLC | 3.1.3 | Energy Savings (MWh) | 867.5627 | 867.5627 | 867.5627 | 867.5627 | 867.5627 | 4337.8133
|  | Summer Demand Reduction (MW) | 0.16669 | 0.16669 | 0.16669 | 0.16669 | 0.16669 | 0.83346
|  | Winter Demand Reduction (MW) | 0.11209 | 0.11209 | 0.11209 | 0.11209 | 0.11209 | 0.56043
|  | Projected Participation | 519.3978 | 519.3978 | 519.3978 | 519.3978 | 519.3978 | 2596.9892
LED Low-Bay Luminaire and Retrofit Kit with NLC/LLLC | 3.1.3 | Energy Savings (MWh) | 110.4237 | 110.4237 | 110.4237 | 110.4237 | 110.4237 | 552.1186
|  | Summer Demand Reduction (MW) | 0.021727 | 0.021727 | 0.021727 | 0.021727 | 0.021727 | 0.10864
|  | Winter Demand Reduction (MW) | 0.01461 | 0.01461 | 0.01461 | 0.01461 | 0.01461 | 0.073049
|  | Projected Participation | 482.5646 | 482.5646 | 482.5646 | 482.5646 | 482.5646 | 2412.8229
LED Parking Garage Lighting with NLC/LLLC | 3.1.3 | Energy Savings (MWh) | 9.6235 | 9.6235 | 9.6235 | 9.6235 | 9.6235 | 48.1177
|  | Summer Demand Reduction (MW) | 0.0010868 | 0.0010868 | 0.0010868 | 0.0010868 | 0.0010868 | 0.0054339
|  | Winter Demand Reduction (MW) | 0.00073077 | 0.00073077 | 0.00073077 | 0.00073077 | 0.00073077 | 0.0036538
|  | Projected Participation | 4.2205 | 4.2205 | 4.2205 | 4.2205 | 4.2205 | 21.1024
LED Stairwell and Passageway Luminaire with NLC/LLLC | 3.1.3 | Energy Savings (MWh) | 1.2978 | 1.2978 | 1.2978 | 1.2978 | 1.2978 | 6.489
|  | Summer Demand Reduction (MW) | 0.00014815 | 0.00014815 | 0.00014815 | 0.00014815 | 0.00014815 | 0.00074075
|  | Winter Demand Reduction (MW) | 9.9618e-05 | 9.9618e-05 | 9.9618e-05 | 9.9618e-05 | 9.9618e-05 | 0.00049809
|  | Projected Participation | 2.4339 | 2.4339 | 2.4339 | 2.4339 | 2.4339 | 12.1696
LED Surface and Suspended Linear Luminaire and Retrofit Kit with NLC/LLLC | 3.1.3 | Energy Savings (MWh) | 113.8661 | 113.8661 | 113.8661 | 113.8661 | 113.8661 | 569.3305
|  | Summer Demand Reduction (MW) | 0.023189 | 0.023189 | 0.023189 | 0.023189 | 0.023189 | 0.11594
|  | Winter Demand Reduction (MW) | 0.015592 | 0.015592 | 0.015592 | 0.015592 | 0.015592 | 0.077962
|  | Projected Participation | 821.6903 | 821.6903 | 821.6903 | 821.6903 | 821.6903 | 4108.4516
LED Troffer and Retrofit Kit with NLC/LLLC | 3.1.3 | Energy Savings (MWh) | 110.0119 | 110.0119 | 110.0119 | 110.0119 | 110.0119 | 550.0596
|  | Summer Demand Reduction (MW) | 0.022227 | 0.022227 | 0.022227 | 0.022227 | 0.022227 | 0.11113
|  | Winter Demand Reduction (MW) | 0.014946 | 0.014946 | 0.014946 | 0.014946 | 0.014946 | 0.074728
|  | Projected Participation | 940.9522 | 940.9522 | 940.9522 | 940.9522 | 940.9522 | 4704.7612
Lighting Controls | 3.1.3 | Energy Savings (MWh) | 231.3856 | 231.3856 | 231.3856 | 231.3856 | 231.3856 | 1156.928
|  | Summer Demand Reduction (MW) | 0.039431 | 0.039431 | 0.039431 | 0.039431 | 0.039431 | 0.19716
|  | Winter Demand Reduction (MW) | 0.030526 | 0.030526 | 0.030526 | 0.030526 | 0.030526 | 0.15263
|  | Projected Participation | 371.3615 | 371.3615 | 371.3615 | 371.3615 | 371.3615 | 1856.8074
Occupancy sensor, ceiling or wall mounted | 3.1.3 | Energy Savings (MWh) | 27.5958 | 27.5958 | 27.5958 | 27.5958 | 27.5958 | 137.9792
|  | Summer Demand Reduction (MW) | 0.0072575 | 0.0072575 | 0.0072575 | 0.0072575 | 0.0072575 | 0.036287
|  | Winter Demand Reduction (MW) | 0.00488 | 0.00488 | 0.00488 | 0.00488 | 0.00488 | 0.0244
|  | Projected Participation | 298.3343 | 298.3343 | 298.3343 | 298.3343 | 298.3343 | 1491.6714
Occupancy sensor, high bay fixture-integrated | 3.1.3 | Energy Savings (MWh) | 79.5304 | 79.5304 | 79.5304 | 79.5304 | 79.5304 | 397.6522
|  | Summer Demand Reduction (MW) | 0.018088 | 0.018088 | 0.018088 | 0.018088 | 0.018088 | 0.090442
|  | Winter Demand Reduction (MW) | 0.012163 | 0.012163 | 0.012163 | 0.012163 | 0.012163 | 0.060814
|  | Projected Participation | 459.5334 | 459.5334 | 459.5334 | 459.5334 | 459.5334 | 2297.6668
Occupancy sensor, networked lighting controls | 3.1.3 | Energy Savings (MWh) | 12.6843 | 12.6843 | 12.6843 | 12.6843 | 12.6843 | 63.4214
|  | Summer Demand Reduction (MW) | 0.0036241 | 0.0036241 | 0.0036241 | 0.0036241 | 0.0036241 | 0.01812
|  | Winter Demand Reduction (MW) | 0.0024369 | 0.0024369 | 0.0024369 | 0.0024369 | 0.0024369 | 0.012184
|  | Projected Participation | 72.4816 | 72.4816 | 72.4816 | 72.4816 | 72.4816 | 362.408
LED Exit Sign | 3.1.4 | Energy Savings (MWh) | 0.65743 | 0 | 0 | 0 | 0 | 0.65743
|  | Summer Demand Reduction (MW) | 8.0114e-05 | 0 | 0 | 0 | 0 | 8.0114e-05
|  | Winter Demand Reduction (MW) | 7.0859e-05 | 0 | 0 | 0 | 0 | 7.0859e-05
|  | Projected Participation | 3.1777 | 0 | 0 | 0 | 0 | 3.1777
LED Refrigeration Display Case Lighting | 3.1.5 | Energy Savings (MWh) | 0.19757 | 0 | 0 | 0 | 0 | 0.19757
|  | Summer Demand Reduction (MW) | 2.8395e-05 | 0 | 0 | 0 | 0 | 2.8395e-05
|  | Winter Demand Reduction (MW) | 2.8395e-05 | 0 | 0 | 0 | 0 | 2.8395e-05
|  | Projected Participation | 0.84529 | 0 | 0 | 0 | 0 | 0.84529
LED Canopy Luminaire and Retrofit Kit with Integrated Motion Sensor | 3.1.6 | Energy Savings (MWh) | 4.5447 | 4.5447 | 4.5447 | 4.5447 | 4.5447 | 22.7236
|  | Summer Demand Reduction (MW) | 0.0001161 | 0.0001161 | 0.0001161 | 0.0001161 | 0.0001161 | 0.00058049
|  | Winter Demand Reduction (MW) | 7.8066e-05 | 7.8066e-05 | 7.8066e-05 | 7.8066e-05 | 7.8066e-05 | 0.00039033
|  | Projected Participation | 9.6468 | 9.6468 | 9.6468 | 9.6468 | 9.6468 | 48.234
LED Exterior Luminaire and Retrofit Kit with Integrated Motion Sensor | 3.1.6 | Energy Savings (MWh) | 253.2384 | 253.2384 | 253.2384 | 253.2384 | 253.2384 | 1266.1918
|  | Summer Demand Reduction (MW) | 0.0070463 | 0.0070463 | 0.0070463 | 0.0070463 | 0.0070463 | 0.035231
|  | Winter Demand Reduction (MW) | 0.004738 | 0.004738 | 0.004738 | 0.004738 | 0.004738 | 0.02369
|  | Projected Participation | 309.5419 | 309.5419 | 309.5419 | 309.5419 | 309.5419 | 1547.7094
LED High-Bay Luminaire and Retrofit Kit with Integrated Occupancy Sensor | 3.1.6 | Energy Savings (MWh) | 1576.8262 | 1576.8262 | 1576.8262 | 1576.8262 | 1576.8262 | 7884.1311
|  | Summer Demand Reduction (MW) | 0.30327 | 0.30327 | 0.30327 | 0.30327 | 0.30327 | 1.5163
|  | Winter Demand Reduction (MW) | 0.20392 | 0.20392 | 0.20392 | 0.20392 | 0.20392 | 1.0196
|  | Projected Participation | 1038.6334 | 1038.6334 | 1038.6334 | 1038.6334 | 1038.6334 | 5193.1672
LED High-Bay Luminaire and Retrofit Kit with Integrated Occupancy and Daylight Sensor | 3.1.6 | Energy Savings (MWh) | 1665.714 | 1665.714 | 1665.714 | 1665.714 | 1665.714 | 8328.5702
|  | Summer Demand Reduction (MW) | 0.32018 | 0.32018 | 0.32018 | 0.32018 | 0.32018 | 1.6009
|  | Winter Demand Reduction (MW) | 0.21529 | 0.21529 | 0.21529 | 0.21529 | 0.21529 | 1.0765
|  | Projected Participation | 1038.6334 | 1038.6334 | 1038.6334 | 1038.6334 | 1038.6334 | 5193.1672
LED Low-Bay Luminaire and Retrofit Kit with Integrated Occupancy Sensor | 3.1.6 | Energy Savings (MWh) | 181.8745 | 181.8745 | 181.8745 | 181.8745 | 181.8745 | 909.3726
|  | Summer Demand Reduction (MW) | 0.03604 | 0.03604 | 0.03604 | 0.03604 | 0.03604 | 0.1802
|  | Winter Demand Reduction (MW) | 0.024234 | 0.024234 | 0.024234 | 0.024234 | 0.024234 | 0.12117
|  | Projected Participation | 965.2914 | 965.2914 | 965.2914 | 965.2914 | 965.2914 | 4826.457
LED Low-Bay Luminaire and Retrofit Kit with Integrated Occupancy and Daylight Sensor | 3.1.6 | Energy Savings (MWh) | 203.7201 | 203.7201 | 203.7201 | 203.7201 | 203.7201 | 1018.6007
|  | Summer Demand Reduction (MW) | 0.040196 | 0.040196 | 0.040196 | 0.040196 | 0.040196 | 0.20098
|  | Winter Demand Reduction (MW) | 0.027029 | 0.027029 | 0.027029 | 0.027029 | 0.027029 | 0.13514
|  | Projected Participation | 965.2914 | 965.2914 | 965.2914 | 965.2914 | 965.2914 | 4826.457
LED Parking Garage Lighting with Integrated Motion Sensor | 3.1.6 | Energy Savings (MWh) | 66.388 | 66.388 | 66.388 | 66.388 | 66.388 | 331.9399
|  | Summer Demand Reduction (MW) | 0.0074971 | 0.0074971 | 0.0074971 | 0.0074971 | 0.0074971 | 0.037486
|  | Winter Demand Reduction (MW) | 0.0050412 | 0.0050412 | 0.0050412 | 0.0050412 | 0.0050412 | 0.025206
|  | Projected Participation | 32.6786 | 32.6786 | 32.6786 | 32.6786 | 32.6786 | 163.3928
LED Parking Garage Lighting with Integrated Motion and Daylight Sensor | 3.1.6 | Energy Savings (MWh) | 36.908 | 36.908 | 36.908 | 36.908 | 36.908 | 184.5401
|  | Summer Demand Reduction (MW) | 0.004168 | 0.004168 | 0.004168 | 0.004168 | 0.004168 | 0.02084
|  | Winter Demand Reduction (MW) | 0.0028026 | 0.0028026 | 0.0028026 | 0.0028026 | 0.0028026 | 0.014013
|  | Projected Participation | 17.3643 | 17.3643 | 17.3643 | 17.3643 | 17.3643 | 86.8213
LED Stairwell and Passageway Luminaire with Integrated Motion Sensor | 3.1.6 | Energy Savings (MWh) | 10.4404 | 10.4404 | 10.4404 | 10.4404 | 10.4404 | 52.2021
|  | Summer Demand Reduction (MW) | 0.0011918 | 0.0011918 | 0.0011918 | 0.0011918 | 0.0011918 | 0.0059591
|  | Winter Demand Reduction (MW) | 0.0008014 | 0.0008014 | 0.0008014 | 0.0008014 | 0.0008014 | 0.004007
|  | Projected Participation | 23.5279 | 23.5279 | 23.5279 | 23.5279 | 23.5279 | 117.6393
LED Surface and Suspended Linear Luminaire and Retrofit Kit with Integrated Occupancy Sensor | 3.1.6 | Energy Savings (MWh) | 22.5102 | 22.5102 | 22.5102 | 22.5102 | 22.5102 | 112.5511
|  | Summer Demand Reduction (MW) | 0.0045432 | 0.0045432 | 0.0045432 | 0.0045432 | 0.0045432 | 0.022716
|  | Winter Demand Reduction (MW) | 0.0030549 | 0.0030549 | 0.0030549 | 0.0030549 | 0.0030549 | 0.015275
|  | Projected Participation | 206.2339 | 206.2339 | 206.2339 | 206.2339 | 206.2339 | 1031.1694
LED Surface and Suspended Linear Luminaire and Retrofit Kit with Integrated Occupancy and Daylight Sensor | 3.1.6 | Energy Savings (MWh) | 129.1688 | 129.1688 | 129.1688 | 129.1688 | 129.1688 | 645.8439
|  | Summer Demand Reduction (MW) | 0.026216 | 0.026216 | 0.026216 | 0.026216 | 0.026216 | 0.13108
|  | Winter Demand Reduction (MW) | 0.017628 | 0.017628 | 0.017628 | 0.017628 | 0.017628 | 0.088139
|  | Projected Participation | 1027.7619 | 1027.7619 | 1027.7619 | 1027.7619 | 1027.7619 | 5138.8097
LED Troffer and Retrofit Kit with Integrated Occupancy Sensor | 3.1.6 | Energy Savings (MWh) | 21.2431 | 21.2431 | 21.2431 | 21.2431 | 21.2431 | 106.2155
|  | Summer Demand Reduction (MW) | 0.0042394 | 0.0042394 | 0.0042394 | 0.0042394 | 0.0042394 | 0.021197
|  | Winter Demand Reduction (MW) | 0.0028506 | 0.0028506 | 0.0028506 | 0.0028506 | 0.0028506 | 0.014253
|  | Projected Participation | 235.2786 | 235.2786 | 235.2786 | 235.2786 | 235.2786 | 1176.3931
LED Troffer and Retrofit Kit with Integrated Occupancy and Daylight Sensor | 3.1.6 | Energy Savings (MWh) | 123.7541 | 123.7541 | 123.7541 | 123.7541 | 123.7541 | 618.7705
|  | Summer Demand Reduction (MW) | 0.024888 | 0.024888 | 0.024888 | 0.024888 | 0.024888 | 0.12444
|  | Winter Demand Reduction (MW) | 0.016735 | 0.016735 | 0.016735 | 0.016735 | 0.016735 | 0.083675
|  | Projected Participation | 1176.3931 | 1176.3931 | 1176.3931 | 1176.3931 | 1176.3931 | 5881.9656
Indoor Horticultural Lighting | 3.1.7 | Energy Savings (MWh) | 3.782 | 0 | 0 | 0 | 0 | 3.782
|  | Summer Demand Reduction (MW) | 0.00044941 | 0 | 0 | 0 | 0 | 0.00044941
|  | Winter Demand Reduction (MW) | 0.0003742 | 0 | 0 | 0 | 0 | 0.0003742
|  | Projected Participation | 0.84529 | 0 | 0 | 0 | 0 | 0.84529
Cycling Refrigerated Thermal Mass Dryer | 3.10.1 | Energy Savings (MWh) | 31.0142 | 31.0142 | 31.0142 | 31.0142 | 31.0142 | 155.071
|  | Summer Demand Reduction (MW) | 0.0074248 | 0.0074248 | 0.0074248 | 0.0074248 | 0.0074248 | 0.037124
|  | Winter Demand Reduction (MW) | 0 | 0 | 0 | 0 | 0 | 0
|  | Projected Participation | 15.4684 | 15.4684 | 15.4684 | 15.4684 | 15.4684 | 77.3421
Air-Entraining Air Nozzle | 3.10.2 | Energy Savings (MWh) | 0.41423 | 0 | 0 | 0 | 0 | 0.41423
|  | Summer Demand Reduction (MW) | 5.0312e-05 | 0 | 0 | 0 | 0 | 5.0312e-05
|  | Winter Demand Reduction (MW) | 0.00010062 | 0 | 0 | 0 | 0 | 0.00010062
|  | Projected Participation | 0.84529 | 0 | 0 | 0 | 0 | 0.84529
No-loss Condensate Drain | 3.10.3 | Energy Savings (MWh) | 13.1124 | 13.1124 | 13.1124 | 13.1124 | 13.1124 | 65.562
|  | Summer Demand Reduction (MW) | 0.0031788 | 0.0031788 | 0.0031788 | 0.0031788 | 0.0031788 | 0.015894
|  | Winter Demand Reduction (MW) | 0 | 0 | 0 | 0 | 0 | 0
|  | Projected Participation | 198.6726 | 198.6726 | 198.6726 | 198.6726 | 198.6726 | 993.3629
Air Receiver Tanks for Load, No Load Compressors | 3.10.4 | Energy Savings (MWh) | 1679.9797 | 1679.9797 | 1679.9797 | 1679.9797 | 1679.9797 | 8399.8986
|  | Summer Demand Reduction (MW) | 0.34739 | 0.34739 | 0.34739 | 0.34739 | 0.34739 | 1.7369
|  | Winter Demand Reduction (MW) | 0 | 0 | 0 | 0 | 0 | 0
|  | Projected Participation | 89.9102 | 89.9102 | 89.9102 | 89.9102 | 89.9102 | 449.5511
Variable-Speed Drive Air Compressor | 3.10.5 | Energy Savings (MWh) | 739.1348 | 739.1348 | 739.1348 | 739.1348 | 739.1348 | 3695.6739
|  | Summer Demand Reduction (MW) | 0.089974 | 0.089974 | 0.089974 | 0.089974 | 0.089974 | 0.44987
|  | Winter Demand Reduction (MW) | 0.00091531 | 0.00091531 | 0.00091531 | 0.00091531 | 0.00091531 | 0.0045766
|  | Projected Participation | 74.3809 | 74.3809 | 74.3809 | 74.3809 | 74.3809 | 371.9043
Compressed Air Controller | 3.10.6 | Energy Savings (MWh) | 57.995 | 57.995 | 57.995 | 57.995 | 57.995 | 289.9749
|  | Summer Demand Reduction (MW) | 0.014012 | 0.014012 | 0.014012 | 0.014012 | 0.014012 | 0.070061
|  | Winter Demand Reduction (MW) | 9.0625e-05 | 9.0625e-05 | 9.0625e-05 | 9.0625e-05 | 9.0625e-05 | 0.00045312
|  | Projected Participation | 10.2516 | 10.2516 | 10.2516 | 10.2516 | 10.2516 | 51.2579
Low Pressure Drop Filter for Compressed Air Systems | 3.10.7 | Energy Savings (MWh) | 74.0055 | 74.0055 | 74.0055 | 74.0055 | 74.0055 | 370.0277
|  | Summer Demand Reduction (MW) | 0.0089403 | 0.0089403 | 0.0089403 | 0.0089403 | 0.0089403 | 0.044701
|  | Winter Demand Reduction (MW) | 0 | 0 | 0 | 0 | 0 | 0
|  | Projected Participation | 198.6726 | 198.6726 | 198.6726 | 198.6726 | 198.6726 | 993.3629
Compressed Air Mist Eliminators | 3.10.8 | Energy Savings (MWh) | 0.02519 | 0 | 0 | 0 | 0 | 0.02519
|  | Summer Demand Reduction (MW) | 3.0431e-06 | 0 | 0 | 0 | 0 | 3.0431e-06
|  | Winter Demand Reduction (MW) | 3.0431e-06 | 0 | 0 | 0 | 0 | 3.0431e-06
|  | Projected Participation | 0.84529 | 0 | 0 | 0 | 0 | 0.84529
High Efficiency Transformer | 3.11.1 | Energy Savings (MWh) | 0.75477 | 0 | 0 | 0 | 0 | 0.75477
|  | Summer Demand Reduction (MW) | 8.6161e-05 | 0 | 0 | 0 | 0 | 8.6161e-05
|  | Winter Demand Reduction (MW) | 8.6161e-05 | 0 | 0 | 0 | 0 | 8.6161e-05
|  | Projected Participation | 0.84529 | 0 | 0 | 0 | 0 | 0.84529
Engine Block Heater Timer | 3.11.2 | Energy Savings (MWh) | 0.62357 | 0 | 0 | 0 | 0 | 0.62357
|  | Summer Demand Reduction (MW) | 0 | 0 | 0 | 0 | 0 | 0
|  | Winter Demand Reduction (MW) | 0 | 0 | 0 | 0 | 0 | 0
|  | Projected Participation | 0.84529 | 0 | 0 | 0 | 0 | 0.84529
High Frequency Battery Chargers | 3.11.3 | Energy Savings (MWh) | 0.70587 | 0 | 0 | 0 | 0 | 0.70587
|  | Summer Demand Reduction (MW) | 0 | 0 | 0 | 0 | 0 | 0
|  | Winter Demand Reduction (MW) | 0 | 0 | 0 | 0 | 0 | 0
|  | Projected Participation | 0.84529 | 0 | 0 | 0 | 0 | 0.84529
Uninterruptible Power Supply (UPS) | 3.11.4 | Energy Savings (MWh) | 0.01467 | 0 | 0 | 0 | 0 | 0.01467
|  | Summer Demand Reduction (MW) | 1.6747e-06 | 0 | 0 | 0 | 0 | 1.6747e-06
|  | Winter Demand Reduction (MW) | 1.6747e-06 | 0 | 0 | 0 | 0 | 1.6747e-06
|  | Projected Participation | 0.84529 | 0 | 0 | 0 | 0 | 0.84529
Building Operator Certification | 3.11.5 | Energy Savings (MWh) | 183.2155 | 183.2155 | 183.2155 | 183.2155 | 183.2155 | 916.0775
|  | Summer Demand Reduction (MW) | 0.04777 | 0.04777 | 0.04777 | 0.04777 | 0.04777 | 0.23885
|  | Winter Demand Reduction (MW) | 0.034495 | 0.034495 | 0.034495 | 0.034495 | 0.034495 | 0.17248
|  | Projected Participation | 36.746 | 36.746 | 36.746 | 36.746 | 36.746 | 183.7299
Photovoltaic (PV) Solar Generation | 3.11.6 | Energy Savings (MWh) | 4466.6161 | 4466.6161 | 4466.6161 | 4466.6161 | 4466.6161 | 22333.0804
|  | Summer Demand Reduction (MW) | 1.0664 | 1.0664 | 1.0664 | 1.0664 | 1.0664 | 5.3322
|  | Winter Demand Reduction (MW) | 0.058915 | 0.058915 | 0.058915 | 0.058915 | 0.058915 | 0.29457
|  | Projected Participation | 6.673 | 6.673 | 6.673 | 6.673 | 6.673 | 33.3648
Load Curtailment for Commercial and Industrial Programs | 3.12.1 | Energy Savings (MWh) | 0 | 0 | 0 | 0 | 0 | 0
|  | Summer Demand Reduction (MW) | 0.44175 | 0.44175 | 0.44175 | 0.44175 | 0.44175 | 2.2087
|  | Winter Demand Reduction (MW) | 0.43927 | 0.43927 | 0.43927 | 0.43927 | 0.43927 | 2.1964
|  | Projected Participation | 18.0763 | 18.0763 | 18.0763 | 18.0763 | 18.0763 | 90.3815
Packaged Terminal AC or PTHP 12.0 EER | 3.2.1 | Energy Savings (MWh) | 3.1692 | 3.1692 | 3.1692 | 3.1692 | 3.1692 | 15.8458
|  | Summer Demand Reduction (MW) | 0.0011492 | 0.0011492 | 0.0011492 | 0.0011492 | 0.0011492 | 0.0057461
|  | Winter Demand Reduction (MW) | 0 | 0 | 0 | 0 | 0 | 0
|  | Projected Participation | 18.2583 | 18.2583 | 18.2583 | 18.2583 | 18.2583 | 91.2917
Unitary HVAC 135-240k AC unit, Min 11.5 EER 13 IEER | 3.2.1 | Energy Savings (MWh) | 6.2461 | 6.2461 | 6.2461 | 6.2461 | 6.2461 | 31.2307
|  | Summer Demand Reduction (MW) | 0.0062602 | 0.0062602 | 0.0062602 | 0.0062602 | 0.0062602 | 0.031301
|  | Winter Demand Reduction (MW) | 0 | 0 | 0 | 0 | 0 | 0
|  | Projected Participation | 25.3588 | 25.3588 | 25.3588 | 25.3588 | 25.3588 | 126.794
Unitary HVAC 65-135k AC unit, Min 11.5 EER 13.2 IEER | 3.2.1 | Energy Savings (MWh) | 1.9352 | 1.9352 | 1.9352 | 1.9352 | 1.9352 | 9.676
|  | Summer Demand Reduction (MW) | 0.0017851 | 0.0017851 | 0.0017851 | 0.0017851 | 0.0017851 | 0.0089255
|  | Winter Demand Reduction (MW) | 0 | 0 | 0 | 0 | 0 | 0
|  | Projected Participation | 11.8341 | 11.8341 | 11.8341 | 11.8341 | 11.8341 | 59.1705
Controls: Guest Room Occupancy Sensor | 3.2.10 | Energy Savings (MWh) | 0.45096 | 0 | 0 | 0 | 0 | 0.45096
|  | Summer Demand Reduction (MW) | 0.00013299 | 0 | 0 | 0 | 0 | 0.00013299
|  | Winter Demand Reduction (MW) | 2.1285e-05 | 0 | 0 | 0 | 0 | 2.1285e-05
|  | Projected Participation | 0.84529 | 0 | 0 | 0 | 0 | 0.84529
Controls: Economizer | 3.2.11 | Energy Savings (MWh) | 3.541 | 0 | 0 | 0 | 0 | 3.541
|  | Summer Demand Reduction (MW) | 0 | 0 | 0 | 0 | 0 | 0
|  | Winter Demand Reduction (MW) | 0 | 0 | 0 | 0 | 0 | 0
|  | Projected Participation | 0.84529 | 0 | 0 | 0 | 0 | 0.84529
Computer Room Air Conditioner | 3.2.12 | Energy Savings (MWh) | 0.096385 | 0 | 0 | 0 | 0 | 0.096385
|  | Summer Demand Reduction (MW) | 4.2706e-05 | 0 | 0 | 0 | 0 | 4.2706e-05
|  | Winter Demand Reduction (MW) | 1.9534e-06 | 0 | 0 | 0 | 0 | 1.9534e-06
|  | Projected Participation | 0.84529 | 0 | 0 | 0 | 0 | 0.84529
Computer Room Air Conditioner/Handler Electronically Commutated Plug Fans | 3.2.13 | Energy Savings (MWh) | 1.5621 | 0 | 0 | 0 | 0 | 1.5621
|  | Summer Demand Reduction (MW) | 0.00017836 | 0 | 0 | 0 | 0 | 0.00017836
|  | Winter Demand Reduction (MW) | 0.00017836 | 0 | 0 | 0 | 0 | 0.00017836
|  | Projected Participation | 0.84529 | 0 | 0 | 0 | 0 | 0.84529
Computer Room Air Conditioner/Handler VSD on AC Fan Motors | 3.2.14 | Energy Savings (MWh) | 1.9163 | 0 | 0 | 0 | 0 | 1.9163
|  | Summer Demand Reduction (MW) | 0.00021876 | 0 | 0 | 0 | 0 | 0.00021876
|  | Winter Demand Reduction (MW) | 0.00021876 | 0 | 0 | 0 | 0 | 0.00021876
|  | Projected Participation | 0.84529 | 0 | 0 | 0 | 0 | 0.84529
Circulation Fan: High-Volume Low-Speed | 3.2.15 | Energy Savings (MWh) | 5.248 | 0 | 0 | 0 | 0 | 5.248
|  | Summer Demand Reduction (MW) | 0.0032977 | 0 | 0 | 0 | 0 | 0.0032977
|  | Winter Demand Reduction (MW) | 2.0813e-05 | 0 | 0 | 0 | 0 | 2.0813e-05
|  | Projected Participation | 0.84529 | 0 | 0 | 0 | 0 | 0.84529
Demand Controlled Ventilation | 3.2.16 | Energy Savings (MWh) | 3.1966 | 0 | 0 | 0 | 0 | 3.1966
|  | Summer Demand Reduction (MW) | 0.0014164 | 0 | 0 | 0 | 0 | 0.0014164
|  | Winter Demand Reduction (MW) | 6.4785e-05 | 0 | 0 | 0 | 0 | 6.4785e-05
|  | Projected Participation | 0.84529 | 0 | 0 | 0 | 0 | 0.84529
Advanced Rooftop Controls | 3.2.17 | Energy Savings (MWh) | 0.23161 | 0 | 0 | 0 | 0 | 0.23161
|  | Summer Demand Reduction (MW) | 0.00010262 | 0 | 0 | 0 | 0 | 0.00010262
|  | Winter Demand Reduction (MW) | 4.694e-06 | 0 | 0 | 0 | 0 | 4.694e-06
|  | Projected Participation | 0.84529 | 0 | 0 | 0 | 0 | 0.84529
C&I Energy Star Certified Connected Thermostats | 3.2.18 | Energy Savings (MWh) | 0.38033 | 0 | 0 | 0 | 0 | 0.38033
|  | Summer Demand Reduction (MW) | 1.4528e-05 | 0 | 0 | 0 | 0 | 1.4528e-05
|  | Winter Demand Reduction (MW) | 1.2625e-06 | 0 | 0 | 0 | 0 | 1.2625e-06
|  | Projected Participation | 0.84529 | 0 | 0 | 0 | 0 | 0.84529
Adjustment of Programmable Thermostats | 3.2.19 | Energy Savings (MWh) | 0 | 0 | 0 | 0 | 0 | 0
|  | Summer Demand Reduction (MW) | 0 | 0 | 0 | 0 | 0 | 0
|  | Winter Demand Reduction (MW) | 0 | 0 | 0 | 0 | 0 | 0
|  | Projected Participation | 0.63411 | 0 | 0 | 0 | 0 | 0.63411
Air Conditioner <5.4 Tons | 3.2.2 | Energy Savings (MWh) | 15.8641 | 15.8641 | 15.8641 | 15.8641 | 15.8641 | 79.3204
|  | Summer Demand Reduction (MW) | 0.0077143 | 0.0077143 | 0.0077143 | 0.0077143 | 0.0077143 | 0.038571
|  | Winter Demand Reduction (MW) | 0 | 0 | 0 | 0 | 0 | 0
|  | Projected Participation | 103.6868 | 103.6868 | 103.6868 | 103.6868 | 103.6868 | 518.4339
HP <5.4 Tons | 3.2.2 | Energy Savings (MWh) | 85.4379 | 85.4379 | 85.4379 | 85.4379 | 85.4379 | 427.1896
|  | Summer Demand Reduction (MW) | 0.041516 | 0.041516 | 0.041516 | 0.041516 | 0.041516 | 0.20758
|  | Winter Demand Reduction (MW) | 0 | 0 | 0 | 0 | 0 | 0
|  | Projected Participation | 207.3736 | 207.3736 | 207.3736 | 207.3736 | 207.3736 | 1036.8679
Packaged Terminal Air Conditioner | 3.2.2 | Energy Savings (MWh) | 1.2708 | 1.2708 | 1.2708 | 1.2708 | 1.2708 | 6.3541
|  | Summer Demand Reduction (MW) | 0.00061893 | 0.00061893 | 0.00061893 | 0.00061893 | 0.00061893 | 0.0030947
|  | Winter Demand Reduction (MW) | 0 | 0 | 0 | 0 | 0 | 0
|  | Projected Participation | 5.3173 | 5.3173 | 5.3173 | 5.3173 | 5.3173 | 26.5864
Packaged Terminal Heat Pump | 3.2.2 | Energy Savings (MWh) | 11.3693 | 11.3693 | 11.3693 | 11.3693 | 11.3693 | 56.8465
|  | Summer Demand Reduction (MW) | 0.0055222 | 0.0055222 | 0.0055222 | 0.0055222 | 0.0055222 | 0.027611
|  | Winter Demand Reduction (MW) | 0 | 0 | 0 | 0 | 0 | 0
|  | Projected Participation | 27.0697 | 27.0697 | 27.0697 | 27.0697 | 27.0697 | 135.3487
Unitary Air Conditioner 20 to 63.3 Tons | 3.2.2 | Energy Savings (MWh) | 105.4381 | 105.4381 | 105.4381 | 105.4381 | 105.4381 | 527.1905
|  | Summer Demand Reduction (MW) | 0.051379 | 0.051379 | 0.051379 | 0.051379 | 0.051379 | 0.25689
|  | Winter Demand Reduction (MW) | 0 | 0 | 0 | 0 | 0 | 0
|  | Projected Participation | 893.5432 | 893.5432 | 893.5432 | 893.5432 | 893.5432 | 4467.7162
Unitary Air Conditioner >63.3 Tons | 3.2.2 | Energy Savings (MWh) | 153.7832 | 153.7832 | 153.7832 | 153.7832 | 153.7832 | 768.9161
|  | Summer Demand Reduction (MW) | 0.074775 | 0.074775 | 0.074775 | 0.074775 | 0.074775 | 0.37387
|  | Winter Demand Reduction (MW) | 0 | 0 | 0 | 0 | 0 | 0
|  | Projected Participation | 622.6041 | 622.6041 | 622.6041 | 622.6041 | 622.6041 | 3113.0205
Unitary Heat Pump 11.3 to 20 Tons | 3.2.2 | Energy Savings (MWh) | 58.6773 | 58.6773 | 58.6773 | 58.6773 | 58.6773 | 293.3865
|  | Summer Demand Reduction (MW) | 0.028536 | 0.028536 | 0.028536 | 0.028536 | 0.028536 | 0.14268
|  | Winter Demand Reduction (MW) | 0 | 0 | 0 | 0 | 0 | 0
|  | Projected Participation | 501.5153 | 501.5153 | 501.5153 | 501.5153 | 501.5153 | 2507.5767
Unitary Heat Pump 5.4 to 11.3 Tons | 3.2.2 | Energy Savings (MWh) | 46.2056 | 46.2056 | 46.2056 | 46.2056 | 46.2056 | 231.0282
|  | Summer Demand Reduction (MW) | 0.022573 | 0.022573 | 0.022573 | 0.022573 | 0.022573 | 0.11286
|  | Winter Demand Reduction (MW) | 0 | 0 | 0 | 0 | 0 | 0
|  | Projected Participation | 378.7347 | 378.7347 | 378.7347 | 378.7347 | 378.7347 | 1893.6736
Variable Refrigerant Flow (VRF) | 3.2.2 | Energy Savings (MWh) | 588.3609 | 588.3609 | 588.3609 | 588.3609 | 588.3609 | 2941.8044
|  | Summer Demand Reduction (MW) | 0.28651 | 0.28651 | 0.28651 | 0.28651 | 0.28651 | 1.4325
|  | Winter Demand Reduction (MW) | 0 | 0 | 0 | 0 | 0 | 0
|  | Projected Participation | 1705.3939 | 1705.3939 | 1705.3939 | 1705.3939 | 1705.3939 | 8526.9693
Duct Sealing and Insulation | 3.2.20 | Energy Savings (MWh) | 1.6734 | 0 | 0 | 0 | 0 | 1.6734
|  | Summer Demand Reduction (MW) | 0.00074143 | 0 | 0 | 0 | 0 | 0.00074143
|  | Winter Demand Reduction (MW) | 3.3913e-05 | 0 | 0 | 0 | 0 | 3.3913e-05
|  | Projected Participation | 0.84529 | 0 | 0 | 0 | 0 | 0.84529
Chilled Water Pipe Insulation | 3.2.21 | Energy Savings (MWh) | 6.1824 | 6.1824 | 6.1824 | 6.1824 | 6.1824 | 30.9122
|  | Summer Demand Reduction (MW) | 5.4375e-06 | 5.4375e-06 | 5.4375e-06 | 5.4375e-06 | 5.4375e-06 | 2.7187e-05
|  | Winter Demand Reduction (MW) | 0 | 0 | 0 | 0 | 0 | 0
|  | Projected Participation | 181.2499 | 181.2499 | 181.2499 | 181.2499 | 181.2499 | 906.2497
Air Cooled Chiller | 3.2.3 | Energy Savings (MWh) | 137.9165 | 137.9165 | 137.9165 | 137.9165 | 137.9165 | 689.5824
|  | Summer Demand Reduction (MW) | 0.066803 | 0.066803 | 0.066803 | 0.066803 | 0.066803 | 0.33402
|  | Winter Demand Reduction (MW) | 0 | 0 | 0 | 0 | 0 | 0
|  | Projected Participation | 1077.4725 | 1077.4725 | 1077.4725 | 1077.4725 | 1077.4725 | 5387.3624
Water Cooled Chiller | 3.2.3 | Energy Savings (MWh) | 94.8176 | 94.8176 | 94.8176 | 94.8176 | 94.8176 | 474.0879
|  | Summer Demand Reduction (MW) | 0.046116 | 0.046116 | 0.046116 | 0.046116 | 0.046116 | 0.23058
|  | Winter Demand Reduction (MW) | 0 | 0 | 0 | 0 | 0 | 0
|  | Projected Participation | 1077.4725 | 1077.4725 | 1077.4725 | 1077.4725 | 1077.4725 | 5387.3624
Water Source Heat Pump | 3.2.4 | Energy Savings (MWh) | 5.2651 | 5.2651 | 5.2651 | 5.2651 | 5.2651 | 26.3253
|  | Summer Demand Reduction (MW) | 0.0025622 | 0.0025622 | 0.0025622 | 0.0025622 | 0.0025622 | 0.012811
|  | Winter Demand Reduction (MW) | 0 | 0 | 0 | 0 | 0 | 0
|  | Projected Participation | 13.5349 | 13.5349 | 13.5349 | 13.5349 | 13.5349 | 67.6744
Ductless Mini-Split Heat Pumps – Commercial < 5.4 Tons | 3.2.5 | Energy Savings (MWh) | 3.2231 | 0 | 0 | 0 | 0 | 3.2231
|  | Summer Demand Reduction (MW) | 0.0014281 | 0 | 0 | 0 | 0 | 0.0014281
|  | Winter Demand Reduction (MW) | 6.5321e-05 | 0 | 0 | 0 | 0 | 6.5321e-05
|  | Projected Participation | 0.84529 | 0 | 0 | 0 | 0 | 0.84529
Mini/Multi Split Heat Pump <5.4 Tons | 3.2.6 | Energy Savings (MWh) | 341.4268 | 341.4268 | 341.4268 | 341.4268 | 341.4268 | 1707.1341
|  | Summer Demand Reduction (MW) | 0.16603 | 0.16603 | 0.16603 | 0.16603 | 0.16603 | 0.83017
|  | Winter Demand Reduction (MW) | 0 | 0 | 0 | 0 | 0 | 0
|  | Projected Participation | 632.2719 | 632.2719 | 632.2719 | 632.2719 | 632.2719 | 3161.3594
Small C&I HVAC Refrigerant Charge Correction | 3.2.7 | Energy Savings (MWh) | 0.077323 | 0 | 0 | 0 | 0 | 0.077323
|  | Summer Demand Reduction (MW) | 3.426e-05 | 0 | 0 | 0 | 0 | 3.426e-05
|  | Winter Demand Reduction (MW) | 1.6628e-05 | 0 | 0 | 0 | 0 | 1.6628e-05
|  | Projected Participation | 1.6906 | 0 | 0 | 0 | 0 | 1.6906
HVAC Tune Up | 3.2.8 | Energy Savings (MWh) | 0.15984 | 0 | 0 | 0 | 0 | 0.15984
|  | Summer Demand Reduction (MW) | 7.0823e-05 | 0 | 0 | 0 | 0 | 7.0823e-05
|  | Winter Demand Reduction (MW) | 3.2395e-06 | 0 | 0 | 0 | 0 | 3.2395e-06
|  | Projected Participation | 1.6906 | 0 | 0 | 0 | 0 | 1.6906
Room Air Conditioner | 3.2.9 | Energy Savings (MWh) | 0.039658 | 0 | 0 | 0 | 0 | 0.039658
|  | Summer Demand Reduction (MW) | 5.2615e-05 | 0 | 0 | 0 | 0 | 5.2615e-05
|  | Winter Demand Reduction (MW) | 0 | 0 | 0 | 0 | 0 | 0
|  | Projected Participation | 0.84529 | 0 | 0 | 0 | 0 | 0.84529
Premium Efficiency Motors | 3.3.1 | Energy Savings (MWh) | 0.081571 | 0 | 0 | 0 | 0 | 0.081571
|  | Summer Demand Reduction (MW) | 3.6143e-05 | 0 | 0 | 0 | 0 | 3.6143e-05
|  | Winter Demand Reduction (MW) | 1.6532e-06 | 0 | 0 | 0 | 0 | 1.6532e-06
|  | Projected Participation | 0.84529 | 0 | 0 | 0 | 0 | 0.84529
VFD - HVAC Fan Motor | 3.3.2 | Energy Savings (MWh) | 30.4521 | 30.4521 | 30.4521 | 30.4521 | 30.4521 | 152.2605
|  | Summer Demand Reduction (MW) | 0.0033779 | 0.0033779 | 0.0033779 | 0.0033779 | 0.0033779 | 0.01689
|  | Winter Demand Reduction (MW) | 0.0021098 | 0.0021098 | 0.0021098 | 0.0021098 | 0.0021098 | 0.010549
|  | Projected Participation | 16.8897 | 16.8897 | 16.8897 | 16.8897 | 16.8897 | 84.4484
VFD - HVAC Pump Motor | 3.3.2 | Energy Savings (MWh) | 12.6694 | 12.6694 | 12.6694 | 12.6694 | 12.6694 | 63.3471
|  | Summer Demand Reduction (MW) | 0.0013301 | 0.0013301 | 0.0013301 | 0.0013301 | 0.0013301 | 0.0066506
|  | Winter Demand Reduction (MW) | 0.00083027 | 0.00083027 | 0.00083027 | 0.00083027 | 0.00083027 | 0.0041513
|  | Projected Participation | 6.6506 | 6.6506 | 6.6506 | 6.6506 | 6.6506 | 33.2531
VFD - Process Fan Motor | 3.3.2 | Energy Savings (MWh) | 28.6863 | 28.6863 | 28.6863 | 28.6863 | 28.6863 | 143.4317
|  | Summer Demand Reduction (MW) | 0.0033253 | 0.0033253 | 0.0033253 | 0.0033253 | 0.0033253 | 0.016627
|  | Winter Demand Reduction (MW) | 0.0025687 | 0.0025687 | 0.0025687 | 0.0025687 | 0.0025687 | 0.012844
|  | Projected Participation | 11.0844 | 11.0844 | 11.0844 | 11.0844 | 11.0844 | 55.4218
VFD Process Pump Motor | 3.3.2 | Energy Savings (MWh) | 28.8304 | 28.8304 | 28.8304 | 28.8304 | 28.8304 | 144.1521
|  | Summer Demand Reduction (MW) | 0.0034362 | 0.0034362 | 0.0034362 | 0.0034362 | 0.0034362 | 0.017181
|  | Winter Demand Reduction (MW) | 0.0026543 | 0.0026543 | 0.0026543 | 0.0026543 | 0.0026543 | 0.013272
|  | Projected Participation | 11.0844 | 11.0844 | 11.0844 | 11.0844 | 11.0844 | 55.4218
ECM Circulating Fan | 3.3.3 | Energy Savings (MWh) | 4.8656 | 4.8656 | 4.8656 | 4.8656 | 4.8656 | 24.328
|  | Summer Demand Reduction (MW) | 0.00087362 | 0.00087362 | 0.00087362 | 0.00087362 | 0.00087362 | 0.0043681
|  | Winter Demand Reduction (MW) | 0.00042254 | 0.00042254 | 0.00042254 | 0.00042254 | 0.00042254 | 0.0021127
|  | Projected Participation | 22.6562 | 22.6562 | 22.6562 | 22.6562 | 22.6562 | 113.2812
VSD on Kitchen Exhaust Fan | 3.3.4 | Energy Savings (MWh) | 3.7387 | 0 | 0 | 0 | 0 | 3.7387
|  | Summer Demand Reduction (MW) | 0.00058549 | 0 | 0 | 0 | 0 | 0.00058549
|  | Winter Demand Reduction (MW) | 0.0004894 | 0 | 0 | 0 | 0 | 0.0004894
|  | Projected Participation | 0.84529 | 0 | 0 | 0 | 0 | 0.84529
ECM Pumps | 3.3.5 | Energy Savings (MWh) | 10.3525 | 10.3525 | 10.3525 | 10.3525 | 10.3525 | 51.7624
|  | Summer Demand Reduction (MW) | 0 | 0 | 0 | 0 | 0 | 0
|  | Winter Demand Reduction (MW) | 0 | 0 | 0 | 0 | 0 | 0
|  | Projected Participation | 356.9822 | 356.9822 | 356.9822 | 356.9822 | 356.9822 | 1784.9112
PEI-Rated Pumps | 3.3.6 | Energy Savings (MWh) | 186.2203 | 186.2203 | 186.2203 | 186.2203 | 186.2203 | 931.1013
|  | Summer Demand Reduction (MW) | 0.031007 | 0.031007 | 0.031007 | 0.031007 | 0.031007 | 0.15503
|  | Winter Demand Reduction (MW) | 0.019495 | 0.019495 | 0.019495 | 0.019495 | 0.019495 | 0.097475
|  | Projected Participation | 36.0124 | 36.0124 | 36.0124 | 36.0124 | 36.0124 | 180.0621
Heat Pump Water Heater | 3.4.1 | Energy Savings (MWh) | 25.4625 | 25.4625 | 25.4625 | 25.4625 | 25.4625 | 127.3124
|  | Summer Demand Reduction (MW) | 0.0064971 | 0.0064971 | 0.0064971 | 0.0064971 | 0.0064971 | 0.032485
|  | Winter Demand Reduction (MW) | 0.0041236 | 0.0041236 | 0.0041236 | 0.0041236 | 0.0041236 | 0.020618
|  | Projected Participation | 23.686 | 23.686 | 23.686 | 23.686 | 23.686 | 118.4301
Low-Flow Pre-Rinse Sprayers for Retrofit Programs and Time of Sale Program | 3.4.2 | Energy Savings (MWh) | 1.5908 | 0 | 0 | 0 | 0 | 1.5908
|  | Summer Demand Reduction (MW) | 0.00041419 | 0 | 0 | 0 | 0 | 0.00041419
|  | Winter Demand Reduction (MW) | 0.00022823 | 0 | 0 | 0 | 0 | 0.00022823
|  | Projected Participation | 0.84529 | 0 | 0 | 0 | 0 | 0.84529
Domestic Hot Water Pipe Insulation | 3.4.3 | Energy Savings (MWh) | 0.01251 | 0 | 0 | 0 | 0 | 0.01251
|  | Summer Demand Reduction (MW) | 3.2402e-06 | 0 | 0 | 0 | 0 | 3.2402e-06
|  | Winter Demand Reduction (MW) | 1.7677e-06 | 0 | 0 | 0 | 0 | 1.7677e-06
|  | Projected Participation | 0.84529 | 0 | 0 | 0 | 0 | 0.84529
Energy Star Refrigeration/Freezer Cases | 3.5.1 | Energy Savings (MWh) | 0.29873 | 0 | 0 | 0 | 0 | 0.29873
|  | Summer Demand Reduction (MW) | 2.3919e-06 | 0 | 0 | 0 | 0 | 2.3919e-06
|  | Winter Demand Reduction (MW) | 0 | 0 | 0 | 0 | 0 | 0
|  | Projected Participation | 0.84529 | 0 | 0 | 0 | 0 | 0.84529
Auto-Closer for Walk-In Cooler Doors | 3.5.10 | Energy Savings (MWh) | 1.6053 | 1.6053 | 1.6053 | 1.6053 | 1.6053 | 8.0267
|  | Summer Demand Reduction (MW) | 0.0010883 | 0.0010883 | 0.0010883 | 0.0010883 | 0.0010883 | 0.0054413
|  | Winter Demand Reduction (MW) | 0 | 0 | 0 | 0 | 0 | 0
|  | Projected Participation | 2.3668 | 2.3668 | 2.3668 | 2.3668 | 2.3668 | 11.8341
Auto-Closer for Walk-in Cooler Doors | 3.5.10 | Energy Savings (MWh) | 1.8326 | 1.8326 | 1.8326 | 1.8326 | 1.8326 | 9.1632
|  | Summer Demand Reduction (MW) | 0.0012424 | 0.0012424 | 0.0012424 | 0.0012424 | 0.0012424 | 0.0062118
|  | Winter Demand Reduction (MW) | 0.0012571 | 0.0012571 | 0.0012571 | 0.0012571 | 0.0012571 | 0.0062853
|  | Projected Participation | 2.7019 | 2.7019 | 2.7019 | 2.7019 | 2.7019 | 13.5097
Special Doors with Low or No Anti-Sweat Heat for Reach-In Freezers and Coolers | 3.5.11 | Energy Savings (MWh) | 6.8129 | 6.8129 | 6.8129 | 6.8129 | 6.8129 | 34.0645
|  | Summer Demand Reduction (MW) | 0.00078105 | 0.00078105 | 0.00078105 | 0.00078105 | 0.00078105 | 0.0039053
|  | Winter Demand Reduction (MW) | 0 | 0 | 0 | 0 | 0 | 0
|  | Projected Participation | 17.7512 | 17.7512 | 17.7512 | 17.7512 | 17.7512 | 88.7558
Suction Pipe Insulation for Walk-In Coolers and Freezers | 3.5.12 | Energy Savings (MWh) | 1.568 | 1.568 | 1.568 | 1.568 | 1.568 | 7.8401
|  | Summer Demand Reduction (MW) | 5.3133e-05 | 5.3133e-05 | 5.3133e-05 | 5.3133e-05 | 5.3133e-05 | 0.00026566
|  | Winter Demand Reduction (MW) | 0 | 0 | 0 | 0 | 0 | 0
|  | Projected Participation | 16.9059 | 16.9059 | 16.9059 | 16.9059 | 16.9059 | 84.5293
Refrigerated Display Cases with Doors Replacing Open Cases | 3.5.13 | Energy Savings (MWh) | 5.0963 | 5.0963 | 5.0963 | 5.0963 | 5.0963 | 25.4814
|  | Summer Demand Reduction (MW) | 0.00010538 | 0.00010538 | 0.00010538 | 0.00010538 | 0.00010538 | 0.0005269
|  | Winter Demand Reduction (MW) | 0 | 0 | 0 | 0 | 0 | 0
|  | Projected Participation | 18.5964 | 18.5964 | 18.5964 | 18.5964 | 18.5964 | 92.9822
Adding Doors to Existing Refrigerated Display Cases | 3.5.14 | Energy Savings (MWh) | 2.9808 | 2.9808 | 2.9808 | 2.9808 | 2.9808 | 14.9038
|  | Summer Demand Reduction (MW) | 0.00012679 | 0.00012679 | 0.00012679 | 0.00012679 | 0.00012679 | 0.00063397
|  | Winter Demand Reduction (MW) | 0 | 0 | 0 | 0 | 0 | 0
|  | Projected Participation | 12.6794 | 12.6794 | 12.6794 | 12.6794 | 12.6794 | 63.397
Refrigerated Case Light Occupancy Sensors | 3.5.15 | Energy Savings (MWh) | 1.1411 | 1.1411 | 1.1411 | 1.1411 | 1.1411 | 5.7057
|  | Summer Demand Reduction (MW) | 0.00014201 | 0.00014201 | 0.00014201 | 0.00014201 | 0.00014201 | 0.00071005
|  | Winter Demand Reduction (MW) | 0 | 0 | 0 | 0 | 0 | 0
|  | Projected Participation | 10.1435 | 10.1435 | 10.1435 | 10.1435 | 10.1435 | 50.7176
Food Service Equipment Novelty Cooler Shutoff | 3.5.16 | Energy Savings (MWh) | 7.7262 | 0 | 0 | 0 | 0 | 7.7262
|  | Summer Demand Reduction (MW) | 0 | 0 | 0 | 0 | 0 | 0
|  | Winter Demand Reduction (MW) | 0 | 0 | 0 | 0 | 0 | 0
|  | Projected Participation | 0.84529 | 0 | 0 | 0 | 0 | 0.84529
ECM motor for walk in freezer or cooler | 3.5.2 | Energy Savings (MWh) | 34.9176 | 34.9176 | 34.9176 | 34.9176 | 34.9176 | 174.5879
|  | Summer Demand Reduction (MW) | 0.0045418 | 0.0045418 | 0.0045418 | 0.0045418 | 0.0045418 | 0.022709
|  | Winter Demand Reduction (MW) | 0 | 0 | 0 | 0 | 0 | 0
|  | Projected Participation | 38.8186 | 38.8186 | 38.8186 | 38.8186 | 38.8186 | 194.0929
ECM motors for reach-in freezer or cooler | 3.5.2 | Energy Savings (MWh) | 10.2179 | 10.2179 | 10.2179 | 10.2179 | 10.2179 | 51.0896
|  | Summer Demand Reduction (MW) | 0.0013485 | 0.0013485 | 0.0013485 | 0.0013485 | 0.0013485 | 0.0067423
|  | Winter Demand Reduction (MW) | 0 | 0 | 0 | 0 | 0 | 0
|  | Projected Participation | 11.8565 | 11.8565 | 11.8565 | 11.8565 | 11.8565 | 59.2827
Controls: Evaporator Fan Controllers | 3.5.3 | Energy Savings (MWh) | 6.5102 | 6.5102 | 6.5102 | 6.5102 | 6.5102 | 32.5508
|  | Summer Demand Reduction (MW) | 0.00017695 | 0.00017695 | 0.00017695 | 0.00017695 | 0.00017695 | 0.00088475
|  | Winter Demand Reduction (MW) | 0 | 0 | 0 | 0 | 0 | 0
|  | Projected Participation | 5.9171 | 5.9171 | 5.9171 | 5.9171 | 5.9171 | 29.5853
Evaporator Fan Motor Controls | 3.5.3 | Energy Savings (MWh) | 7.4319 | 7.4319 | 7.4319 | 7.4319 | 7.4319 | 37.1596
|  | Summer Demand Reduction (MW) | 0.000202 | 0.000202 | 0.000202 | 0.000202 | 0.000202 | 0.00101
|  | Winter Demand Reduction (MW) | 0 | 0 | 0 | 0 | 0 | 0
|  | Projected Participation | 6.7548 | 6.7548 | 6.7548 | 6.7548 | 6.7548 | 33.7742
Controls: Floating Head Pressure Controls | 3.5.4 | Energy Savings (MWh) | 0.47505 | 0 | 0 | 0 | 0 | 0.47505
|  | Summer Demand Reduction (MW) | 0 | 0 | 0 | 0 | 0 | 0
|  | Winter Demand Reduction (MW) | 1.3017e-05 | 0 | 0 | 0 | 0 | 1.3017e-05
|  | Projected Participation | 0.84529 | 0 | 0 | 0 | 0 | 0.84529
Anti-Sweat Heater Controls | 3.5.5 | Energy Savings (MWh) | 5.1744 | 5.1744 | 5.1744 | 5.1744 | 5.1744 | 25.8722
|  | Summer Demand Reduction (MW) | 7.4149e-05 | 7.4149e-05 | 7.4149e-05 | 7.4149e-05 | 7.4149e-05 | 0.00037074
|  | Winter Demand Reduction (MW) | 0 | 0 | 0 | 0 | 0 | 0
|  | Projected Participation | 1.4482 | 1.4482 | 1.4482 | 1.4482 | 1.4482 | 7.2411
Controls: Evaporator Coil Defrost Control | 3.5.6 | Energy Savings (MWh) | 13.9421 | 13.9421 | 13.9421 | 13.9421 | 13.9421 | 69.7104
|  | Summer Demand Reduction (MW) | 0.00037896 | 0.00037896 | 0.00037896 | 0.00037896 | 0.00037896 | 0.0018948
|  | Winter Demand Reduction (MW) | 0.00017905 | 0.00017905 | 0.00017905 | 0.00017905 | 0.00017905 | 0.00089523
|  | Projected Participation | 12.6719 | 12.6719 | 12.6719 | 12.6719 | 12.6719 | 63.3595
Variable Speed Refrigeration Compressor | 3.5.7 | Energy Savings (MWh) | 0.46608 | 0 | 0 | 0 | 0 | 0.46608
|  | Summer Demand Reduction (MW) | 0 | 0 | 0 | 0 | 0 | 0
|  | Winter Demand Reduction (MW) | 1.2771e-05 | 0 | 0 | 0 | 0 | 1.2771e-05
|  | Projected Participation | 0.84529 | 0 | 0 | 0 | 0 | 0.84529
Strip Curtains for Walk-In Freezers and Coolers | 3.5.8 | Energy Savings (MWh) | 10.902 | 10.902 | 10.902 | 10.902 | 10.902 | 54.51
|  | Summer Demand Reduction (MW) | 0.0010611 | 0.0010611 | 0.0010611 | 0.0010611 | 0.0010611 | 0.0053056
|  | Winter Demand Reduction (MW) | 0.0010737 | 0.0010737 | 0.0010737 | 0.0010737 | 0.0010737 | 0.0053685
|  | Projected Participation | 5.4308 | 5.4308 | 5.4308 | 5.4308 | 5.4308 | 27.1541
Night Covers for Display Cases | 3.5.9 | Energy Savings (MWh) | 0.42985 | 0 | 0 | 0 | 0 | 0.42985
|  | Summer Demand Reduction (MW) | 0 | 0 | 0 | 0 | 0 | 0
|  | Winter Demand Reduction (MW) | 0 | 0 | 0 | 0 | 0 | 0
|  | Projected Participation | 0.84529 | 0 | 0 | 0 | 0 | 0.84529
Energy Star Clothes Washer | 3.6.1 | Energy Savings (MWh) | 0.1836 | 0 | 0 | 0 | 0 | 0.1836
|  | Summer Demand Reduction (MW) | 2.6204e-05 | 0 | 0 | 0 | 0 | 2.6204e-05
|  | Winter Demand Reduction (MW) | 2.6204e-05 | 0 | 0 | 0 | 0 | 2.6204e-05
|  | Projected Participation | 1.6906 | 0 | 0 | 0 | 0 | 1.6906
Energy Star Bathroom Ventilation Fan in Commercial Applications | 3.6.2 | Energy Savings (MWh) | 0.049872 | 0 | 0 | 0 | 0 | 0.049872
|  | Summer Demand Reduction (MW) | 8.4529e-06 | 0 | 0 | 0 | 0 | 8.4529e-06
|  | Winter Demand Reduction (MW) | 6.7623e-06 | 0 | 0 | 0 | 0 | 6.7623e-06
|  | Projected Participation | 0.84529 | 0 | 0 | 0 | 0 | 0.84529
Energy Star Ice Machines | 3.7.1 | Energy Savings (MWh) | 0.56265 | 0 | 0 | 0 | 0 | 0.56265
|  | Summer Demand Reduction (MW) | 0.00010482 | 0 | 0 | 0 | 0 | 0.00010482
|  | Winter Demand Reduction (MW) | 6.7068e-05 | 0 | 0 | 0 | 0 | 6.7068e-05
|  | Projected Participation | 0.84529 | 0 | 0 | 0 | 0 | 0.84529
Commercial Induction Cooktops | 3.7.10 | Energy Savings (MWh) | 0.038672 | 0 | 0 | 0 | 0 | 0.038672
|  | Summer Demand Reduction (MW) | 8.1985e-05 | 0 | 0 | 0 | 0 | 8.1985e-05
|  | Winter Demand Reduction (MW) | 5.2594e-05 | 0 | 0 | 0 | 0 | 5.2594e-05
|  | Projected Participation | 0.84529 | 0 | 0 | 0 | 0 | 0.84529
Controls: Beverage And Snack Machine Controls | 3.7.2 | Energy Savings (MWh) | 0.33042 | 0 | 0 | 0 | 0 | 0.33042
|  | Summer Demand Reduction (MW) | 0 | 0 | 0 | 0 | 0 | 0
|  | Winter Demand Reduction (MW) | 0 | 0 | 0 | 0 | 0 | 0
|  | Projected Participation | 0.84529 | 0 | 0 | 0 | 0 | 0.84529
Energy Star Electric Steam Cooker | 3.7.3 | Energy Savings (MWh) | 7.1121 | 0 | 0 | 0 | 0 | 7.1121
|  | Summer Demand Reduction (MW) | 0.001325 | 0 | 0 | 0 | 0 | 0.001325
|  | Winter Demand Reduction (MW) | 0.00084776 | 0 | 0 | 0 | 0 | 0.00084776
|  | Projected Participation | 0.84529 | 0 | 0 | 0 | 0 | 0.84529
Energy Star Combination Oven | 3.7.4 | Energy Savings (MWh) | 0.03122 | 0 | 0 | 0 | 0 | 0.03122
|  | Summer Demand Reduction (MW) | 5.8162e-06 | 0 | 0 | 0 | 0 | 5.8162e-06
|  | Winter Demand Reduction (MW) | 3.7214e-06 | 0 | 0 | 0 | 0 | 3.7214e-06
|  | Projected Participation | 0.84529 | 0 | 0 | 0 | 0 | 0.84529
Energy Star Commercial Convection Oven | 3.7.5 | Energy Savings (MWh) | 2.2248 | 0 | 0 | 0 | 0 | 2.2248
|  | Summer Demand Reduction (MW) | 0.00041419 | 0 | 0 | 0 | 0 | 0.00041419
|  | Winter Demand Reduction (MW) | 0.00026542 | 0 | 0 | 0 | 0 | 0.00026542
|  | Projected Participation | 0.84529 | 0 | 0 | 0 | 0 | 0.84529
Energy Star Commercial Fryer | 3.7.6 | Energy Savings (MWh) | 0.19124 | 0 | 0 | 0 | 0 | 0.19124
|  | Summer Demand Reduction (MW) | 3.5628e-05 | 0 | 0 | 0 | 0 | 3.5628e-05
|  | Winter Demand Reduction (MW) | 2.2796e-05 | 0 | 0 | 0 | 0 | 2.2796e-05
|  | Projected Participation | 0.84529 | 0 | 0 | 0 | 0 | 0.84529
Energy Star Commercial Hot Food Holding Cabinet | 3.7.7 | Energy Savings (MWh) | 0.46095 | 0 | 0 | 0 | 0 | 0.46095
|  | Summer Demand Reduction (MW) | 8.5594e-05 | 0 | 0 | 0 | 0 | 8.5594e-05
|  | Winter Demand Reduction (MW) | 5.4724e-05 | 0 | 0 | 0 | 0 | 5.4724e-05
|  | Projected Participation | 0.84529 | 0 | 0 | 0 | 0 | 0.84529
Energy Star Commercial Dishwasher | 3.7.8 | Energy Savings (MWh) | 10.6459 | 0 | 0 | 0 | 0 | 10.6459
|  | Summer Demand Reduction (MW) | 0.0019833 | 0 | 0 | 0 | 0 | 0.0019833
|  | Winter Demand Reduction (MW) | 0.001269 | 0 | 0 | 0 | 0 | 0.001269
|  | Projected Participation | 0.84529 | 0 | 0 | 0 | 0 | 0.84529
Energy Star Commercial Griddle | 3.7.9 | Energy Savings (MWh) | 2.1935 | 0 | 0 | 0 | 0 | 2.1935
|  | Summer Demand Reduction (MW) | 0.00040574 | 0 | 0 | 0 | 0 | 0.00040574
|  | Winter Demand Reduction (MW) | 0.00026204 | 0 | 0 | 0 | 0 | 0.00026204
|  | Projected Participation | 0.84529 | 0 | 0 | 0 | 0 | 0.84529
Wall And Ceiling Insulation | 3.8.1 | Energy Savings (MWh) | 5.4014 | 0 | 0 | 0 | 0 | 5.4014
|  | Summer Demand Reduction (MW) | 0.0023934 | 0 | 0 | 0 | 0 | 0.0023934
|  | Winter Demand Reduction (MW) | 0.0019262 | 0 | 0 | 0 | 0 | 0.0019262
|  | Projected Participation | 0.84529 | 0 | 0 | 0 | 0 | 0.84529
Advanced Power Strips | 3.9.1 | Energy Savings (MWh) | 0.065933 | 0 | 0 | 0 | 0 | 0.065933
|  | Summer Demand Reduction (MW) | 7.6076e-06 | 0 | 0 | 0 | 0 | 7.6076e-06
|  | Winter Demand Reduction (MW) | 8.4529e-06 | 0 | 0 | 0 | 0 | 8.4529e-06
|  | Projected Participation | 0.84529 | 0 | 0 | 0 | 0 | 0.84529
Energy Star Servers | 3.9.2 | Energy Savings (MWh) | 0.61115 | 0 | 0 | 0 | 0 | 0.61115
|  | Summer Demand Reduction (MW) | 7.185e-05 | 0 | 0 | 0 | 0 | 7.185e-05
|  | Winter Demand Reduction (MW) | 7.5231e-05 | 0 | 0 | 0 | 0 | 7.5231e-05
|  | Projected Participation | 0.84529 | 0 | 0 | 0 | 0 | 0.84529
Server Virtualization | 3.9.3 | Energy Savings (MWh) | 0.28123 | 0 | 0 | 0 | 0 | 0.28123
|  | Summer Demand Reduction (MW) | 3.2103e-05 | 0 | 0 | 0 | 0 | 3.2103e-05
|  | Winter Demand Reduction (MW) | 3.2103e-05 | 0 | 0 | 0 | 0 | 3.2103e-05
|  | Projected Participation | 0.84529 | 0 | 0 | 0 | 0 | 0.84529
Custom, Compressed Air | Custom | Energy Savings (MWh) | 122.0143 | 122.0143 | 122.0143 | 122.0143 | 122.0143 | 610.0717
|  | Summer Demand Reduction (MW) | 0.01586 | 0.01586 | 0.01586 | 0.01586 | 0.01586 | 0.079302
|  | Winter Demand Reduction (MW) | 0 | 0 | 0 | 0 | 0 | 0
|  | Projected Participation | 1.5215 | 1.5215 | 1.5215 | 1.5215 | 1.5215 | 7.6076
Combined Heat and Power | N/A | Energy Savings (MWh) | 252.5966 | 252.5966 | 252.5966 | 252.5966 | 252.5966 | 1262.983
|  | Summer Demand Reduction (MW) | 0.027786 | 0.027786 | 0.027786 | 0.027786 | 0.027786 | 0.13893
|  | Winter Demand Reduction (MW) | 0.027786 | 0.027786 | 0.027786 | 0.027786 | 0.027786 | 0.13893
|  | Projected Participation | 252596.6044 | 252596.6044 | 252596.6044 | 252596.6044 | 252596.6044 | 1262983.0219
Custom, Compressed Air | N/A | Energy Savings (MWh) | 1207.5397 | 1207.5397 | 1207.5397 | 1207.5397 | 1207.5397 | 6037.6986
|  | Summer Demand Reduction (MW) | 0.18113 | 0.18113 | 0.18113 | 0.18113 | 0.18113 | 0.90565
|  | Winter Demand Reduction (MW) | 0.15698 | 0.15698 | 0.15698 | 0.15698 | 0.15698 | 0.7849
|  | Projected Participation | 1207539.725 | 1207539.725 | 1207539.725 | 1207539.725 | 1207539.725 | 6037698.6252
Custom, Cooling | N/A | Energy Savings (MWh) | 360.4872 | 360.4872 | 360.4872 | 360.4872 | 360.4872 | 1802.436
|  | Summer Demand Reduction (MW) | 0.013253 | 0.013253 | 0.013253 | 0.013253 | 0.013253 | 0.066264
|  | Winter Demand Reduction (MW) | 0 | 0 | 0 | 0 | 0 | 0
|  | Projected Participation | 7.7479 | 7.7479 | 7.7479 | 7.7479 | 7.7479 | 38.7394
Custom, HVAC | N/A | Energy Savings (MWh) | 414.0107 | 414.0107 | 414.0107 | 414.0107 | 414.0107 | 2070.0535
|  | Summer Demand Reduction (MW) | 0.057961 | 0.057961 | 0.057961 | 0.057961 | 0.057961 | 0.28981
|  | Winter Demand Reduction (MW) | 0.057961 | 0.057961 | 0.057961 | 0.057961 | 0.057961 | 0.28981
|  | Projected Participation | 414010.6927 | 414010.6927 | 414010.6927 | 414010.6927 | 414010.6927 | 2070053.4637
Custom, Lighting | N/A | Energy Savings (MWh) | 263.1188 | 263.1188 | 263.1188 | 263.1188 | 263.1188 | 1315.5942
|  | Summer Demand Reduction (MW) | 0.047361 | 0.047361 | 0.047361 | 0.047361 | 0.047361 | 0.23681
|  | Winter Demand Reduction (MW) | 0.031574 | 0.031574 | 0.031574 | 0.031574 | 0.031574 | 0.15787
|  | Projected Participation | 263118.8458 | 263118.8458 | 263118.8458 | 263118.8458 | 263118.8458 | 1315594.2288
Custom, Other | N/A | Energy Savings (MWh) | 1079.1605 | 1079.1605 | 1079.1605 | 1079.1605 | 1079.1605 | 5395.8026
|  | Summer Demand Reduction (MW) | 0.15905 | 0.15905 | 0.15905 | 0.15905 | 0.15905 | 0.79525
|  | Winter Demand Reduction (MW) | 0.14248 | 0.14248 | 0.14248 | 0.14248 | 0.14248 | 0.71239
|  | Projected Participation | 621388.4265 | 621388.4265 | 621388.4265 | 621388.4265 | 621388.4265 | 3106942.1323
Custom, Process | N/A | Energy Savings (MWh) | 1425.5641 | 1425.5641 | 1425.5641 | 1425.5641 | 1425.5641 | 7127.8204
|  | Summer Demand Reduction (MW) | 0.26059 | 0.26059 | 0.26059 | 0.26059 | 0.26059 | 1.3029
|  | Winter Demand Reduction (MW) | 0.18566 | 0.18566 | 0.18566 | 0.18566 | 0.18566 | 0.9283
|  | Projected Participation | 1425564.0701 | 1425564.0701 | 1425564.0701 | 1425564.0701 | 1425564.0701 | 7127820.3506
Custom, Refrigeration | N/A | Energy Savings (MWh) | 3216.3174 | 3216.3174 | 3216.3174 | 3216.3174 | 3216.3174 | 16081.5868
|  | Summer Demand Reduction (MW) | 0.31979 | 0.31979 | 0.31979 | 0.31979 | 0.31979 | 1.5989
|  | Winter Demand Reduction (MW) | 0.31871 | 0.31871 | 0.31871 | 0.31871 | 0.31871 | 1.5936
|  | Projected Participation | 3187131.7639 | 3187131.7639 | 3187131.7639 | 3187131.7639 | 3187131.7639 | 15935658.8197
Customer Front-of-the-Meter | N/A | Energy Savings (MWh) | 397.4447 | 0 | 0 | 0 | 0 | 397.4447
|  | Summer Demand Reduction (MW) | 0.085283 | 0 | 0 | 0 | 0 | 0.085283
|  | Winter Demand Reduction (MW) | 0.072078 | 0 | 0 | 0 | 0 | 0.072078
|  | Projected Participation | 1.5987 | 0 | 0 | 0 | 0 | 1.5987
Energy Star Level 2 EV Charger, Networked | N/A | Energy Savings (MWh) | 0.04558 | 0 | 0 | 0 | 0 | 0.04558
|  | Summer Demand Reduction (MW) | 5.3717e-06 | 0 | 0 | 0 | 0 | 5.3717e-06
|  | Winter Demand Reduction (MW) | 6.4354e-06 | 0 | 0 | 0 | 0 | 6.4354e-06
|  | Projected Participation | 0.75339 | 0 | 0 | 0 | 0 | 0.75339
Retrocommissioning | N/A | Energy Savings (MWh) | 1234.4215 | 1234.4215 | 1234.4215 | 1234.4215 | 1234.4215 | 6172.1077
|  | Summer Demand Reduction (MW) | 0.054863 | 0.054863 | 0.054863 | 0.054863 | 0.054863 | 0.27432
|  | Winter Demand Reduction (MW) | 0.039618 | 0.039618 | 0.039618 | 0.039618 | 0.039618 | 0.19809
|  | Projected Participation | 2.7432 | 2.7432 | 2.7432 | 2.7432 | 2.7432 | 13.7158
Strategic Energy Management | N/A | Energy Savings (MWh) | 342.8949 | 0 | 0 | 0 | 0 | 342.8949
|  | Summer Demand Reduction (MW) | 0.012344 | 0 | 0 | 0 | 0 | 0.012344
|  | Winter Demand Reduction (MW) | 0.008914 | 0 | 0 | 0 | 0 | 0.008914
|  | Projected Participation | 1.3716 | 0 | 0 | 0 | 0 | 1.3716
Virtual Commissioning | N/A | Energy Savings (MWh) | 3377.1289 | 3377.1289 | 3377.1289 | 3377.1289 | 3377.1289 | 16885.6443
|  | Summer Demand Reduction (MW) | 0.51956 | 0.51956 | 0.51956 | 0.51956 | 0.51956 | 2.5978
|  | Winter Demand Reduction (MW) | 0.37518 | 0.37518 | 0.37518 | 0.37518 | 0.37518 | 1.8759
|  | Projected Participation | 18.1657 | 18.1657 | 18.1657 | 18.1657 | 18.1657 | 90.8286
Virtual SEM | N/A | Energy Savings (MWh) | 2052.5916 | 2052.5916 | 2052.5916 | 2052.5916 | 2052.5916 | 10262.9581
|  | Summer Demand Reduction (MW) | 0.26303 | 0.26303 | 0.26303 | 0.26303 | 0.26303 | 1.3151
|  | Winter Demand Reduction (MW) | 0.18994 | 0.18994 | 0.18994 | 0.18994 | 0.18994 | 0.94969
|  | Projected Participation | 8.5485 | 8.5485 | 8.5485 | 8.5485 | 8.5485 | 42.7424
Kit - Electric Hot Water Kit (SF or MF) | multiple | Energy Savings (MWh) | 96.7727 | 96.7727 | 96.7727 | 96.7727 | 96.7727 | 483.8634
|  | Summer Demand Reduction (MW) | 0.010083 | 0.010083 | 0.010083 | 0.010083 | 0.010083 | 0.050417
|  | Winter Demand Reduction (MW) | 0.018614 | 0.018614 | 0.018614 | 0.018614 | 0.018614 | 0.093068
|  | Projected Participation | 598.4224 | 598.4224 | 598.4224 | 598.4224 | 598.4224 | 2992.1121
Kit - Gas Hot Water Kit (SF or MF) | multiple | Energy Savings (MWh) | 83.4808 | 83.4808 | 83.4808 | 83.4808 | 83.4808 | 417.4038
|  | Summer Demand Reduction (MW) | 0.0079186 | 0.0079186 | 0.0079186 | 0.0079186 | 0.0079186 | 0.039593
|  | Winter Demand Reduction (MW) | 0.014618 | 0.014618 | 0.014618 | 0.014618 | 0.014618 | 0.073088
|  | Projected Participation | 907.91 | 907.91 | 907.91 | 907.91 | 907.91 | 4539.5498

## Table 10 P5 Settlement
Table 10: Program Budget
Residential Appliance Recycling Program
Cost Element | [6 empty] | Phase V
Total Budget ($000) | Metric | PY18 | PY19 | PY20 | PY21 | PY22 | Total
Incentives | Rebates | 166.9257 | 183.588 | 202.068 | 222.2142 | 244.4811 | 1019.277
Upstream/Midstream Buydown
Kits
Direct-Install Materials and Labor
| Incentive Total | 166.9257 | 183.588 | 202.068 | 222.2142 | 244.4811 | 1019.277
Non-Incentives | Program Design | 1.0584 | 1.164 | 1.2812 | 1.4089 | 1.5501 | 6.4626
| Administrative | 15.3033 | 16.8309 | 18.5251 | 20.372 | 22.4134 | 93.4446
| EDC Delivery Costs | 7.9025 | 8.6913 | 9.5662 | 10.5199 | 11.5741 | 48.254
| CSP Delivery Fees | 255.6977 | 281.2211 | 309.5288 | 340.3889 | 374.4974 | 1561.334
| Marketing | 4.1659 | 4.5818 | 5.043 | 5.5457 | 6.1014 | 25.4378
| EM&V | 12.2261 | 13.4464 | 14.8 | 16.2755 | 17.9064 | 74.6544
| Implementation Services | 5.9974 | 6.5961 | 7.26 | 7.9839 | 8.7839 | 36.6213
| Non-Incentive Total | 302.3513 | 332.5316 | 366.0042 | 402.4949 | 442.8267 | 1846.2087
Percent Incentives |  | 43.99% | 43.99% | 43.99% | 43.99% | 43.99% | 43.99%
Residential Online Marketplace
Cost Element | [6 empty] | Phase V
Total Budget ($000) | Metric | PY18 | PY19 | PY20 | PY21 | PY22 | Total
Incentives | Rebates | 486.5442 | 493.9099 | 501.2756 | 508.6413 | 516.007 | 2506.378
Upstream/Midstream Buydown
Kits
Direct-Install Materials and Labor
| Incentive Total | 486.5442 | 493.9099 | 501.2756 | 508.6413 | 516.007 | 2506.378
Non-Incentives | Program Design | 1.123 | 1.2351 | 1.3594 | 1.4949 | 1.6447 | 6.8571
| Administrative | 19.2471 | 19.5385 | 19.8299 | 20.1213 | 20.4127 | 99.1495
| EDC Delivery Costs | 9.9391 | 10.0895 | 10.24 | 10.3905 | 10.5409 | 51.1999
| CSP Delivery Fees | 370.8851 | 376.4999 | 382.1146 | 387.7293 | 393.3441 | 1910.573
| Marketing | 5.2395 | 5.3188 | 5.3982 | 5.4775 | 5.5568 | 26.9908
| EM&V | 15.3769 | 15.6096 | 15.8424 | 16.0752 | 16.308 | 79.2121
| Implementation Services | 7.543 | 7.6572 | 7.7714 | 7.8856 | 7.9998 | 38.8571
| Non-Incentive Total | 429.5618 | 436.0649 | 442.5679 | 449.071 | 455.574 | 2212.8396
Percent Incentives |  | 49.01% | 49.01% | 49.01% | 49.01% | 49.01% | 49.01%
Residential Midstream Incentives
Cost Element | [6 empty] | Phase V
Total Budget ($000) | Metric | PY18 | PY19 | PY20 | PY21 | PY22 | Total
Incentives | Rebates
| Upstream/Midstream Buydown | 468.3569 | 889.8782 | 1170.8923 | 1217.728 | 936.7138 | 4683.5692
Kits
Direct-Install Materials and Labor
| Incentive Total | 468.3569 | 889.8782 | 1170.8923 | 1217.728 | 936.7138 | 4683.5692
Non-Incentives | Program Design | 3.4553 | 3.8002 | 4.1828 | 4.5998 | 5.0607 | 21.0989
| Administrative | 30.5075 | 57.9643 | 76.2688 | 79.3196 | 61.0151 | 305.0754
| EDC Delivery Costs | 15.7538 | 29.9323 | 39.3846 | 40.96 | 31.5077 | 157.5383
| CSP Delivery Fees | 244.9965 | 465.4934 | 612.4913 | 636.991 | 489.9931 | 2449.9653
| Marketing | 8.3049 | 15.7792 | 20.7622 | 21.5926 | 16.6097 | 83.0486
| EM&V | 24.373 | 46.3086 | 60.9324 | 63.3697 | 48.7459 | 243.7297
| Implementation Services | 11.956 | 22.7165 | 29.8901 | 31.0857 | 23.9121 | 119.5603
| Non-Incentive Total | 338.0016 | 642.2031 | 845.0041 | 878.8043 | 676.0033 | 3380.0164
Percent Incentives |  | 58.08% | 58.08% | 58.08% | 58.08% | 58.08% | 58.08%
Low Income Energy Efficiency Program
Cost Element | [6 empty] | Phase V
Total Budget ($000) | Metric | PY18 | PY19 | PY20 | PY21 | PY22 | Total
Incentives | Rebates
Upstream/Midstream Buydown
Kits
| Direct-Install Materials and Labor | 1778.1061 | 1796.8625 | 1814.5471 | 1831.6958 | 1852.0599 | 9073.2713
| Incentive Total | 1778.1061 | 1796.8625 | 1814.5471 | 1831.6958 | 1852.0599 | 9073.2713
Non-Incentives | Program Design | 2.9253 | 3.2173 | 3.5411 | 3.8942 | 4.2844 | 17.8623
| Administrative | 50.615 | 51.1489 | 51.6523 | 52.1405 | 52.7201 | 258.2768
| EDC Delivery Costs | 26.1371 | 26.4129 | 26.6728 | 26.9249 | 27.2242 | 133.3719
| CSP Delivery Fees | 1045.7443 | 1056.7754 | 1067.1761 | 1077.2616 | 1089.2382 | 5336.1957
| Marketing | 13.7786 | 13.9239 | 14.061 | 14.1938 | 14.3516 | 70.309
| EM&V | 40.4371 | 40.8637 | 41.2659 | 41.6559 | 42.119 | 206.3415
| Implementation Services | 19.8362 | 20.0455 | 20.2428 | 20.4341 | 20.6612 | 101.2198
| Non-Incentive Total | 1199.4737 | 1212.3875 | 1224.6119 | 1236.505 | 1250.5989 | 6123.577
Percent Incentives |  | 63.43% | 63.43% | 63.43% | 63.43% | 63.43% | 63.43%
Residential Behavioral Energy Efficiency
Cost Element | [6 empty] | Phase V
Total Budget ($000) | Metric | PY18 | PY19 | PY20 | PY21 | PY22 | Total
Incentives | Rebates
Upstream/Midstream Buydown
Kits
Direct-Install Materials and Labor
| Incentive Total | 0 | 0 | 0 | 0 | 0 | 0
Non-Incentives | Program Design | 5.2176 | 5.7384 | 6.316 | 6.9457 | 7.6417 | 31.8593
| Administrative | 88.4719 | 103.7256 | 105.251 | 88.4719 | 74.7435 | 460.6638
| EDC Delivery Costs | 45.6861 | 53.563 | 54.3507 | 45.6861 | 38.5969 | 237.8828
| CSP Delivery Fees | 692.3343 | 811.7023 | 823.6391 | 692.3343 | 584.9031 | 3604.913
| Marketing | 24.0841 | 28.2365 | 28.6518 | 24.0841 | 20.3469 | 125.4034
| EM&V | 70.6816 | 82.8681 | 84.0867 | 70.6816 | 59.7138 | 368.0318
| Implementation Services | 34.6725 | 40.6505 | 41.2483 | 34.6725 | 29.2923 | 180.5361
| Non-Incentive Total | 962.0491 | 1127.9197 | 1144.5067 | 962.0491 | 812.7656 | 5009.2902
Percent Incentives |  | 0% | 0% | 0% | 0% | 0% | 0%
Low Income Behavioral Energy Efficiency
Cost Element | [6 empty] | Phase V
Total Budget ($000) | Metric | PY18 | PY19 | PY20 | PY21 | PY22 | Total
Incentives | Rebates
Upstream/Midstream Buydown
Kits
Direct-Install Materials and Labor
| Incentive Total | 0 | 0 | 0 | 0 | 0 | 0
Non-Incentives | Program Design | 0.82992 | 0.91276 | 1.0046 | 1.1048 | 1.2155 | 5.0676
| Administrative | 22.6803 | 12.2125 | 12.2125 | 12.2125 | 13.9571 | 73.2747
| EDC Delivery Costs | 11.7119 | 6.3064 | 6.3064 | 6.3064 | 7.2073 | 37.8384
| CSP Delivery Fees | 198.2503 | 106.7502 | 106.7502 | 106.7502 | 122.0002 | 640.501
| Marketing | 6.1741 | 3.3245 | 3.3245 | 3.3245 | 3.7994 | 19.9471
| EM&V | 9.43 | 5.0777 | 5.0777 | 5.0777 | 5.8031 | 30.4662
| Implementation Services | 8.8885 | 4.7861 | 4.7861 | 4.7861 | 5.4698 | 28.7167
| Non-Incentive Total | 258.7036 | 139.302 | 139.302 | 139.302 | 159.2022 | 835.8117
Percent Incentives |  | 0% | 0% | 0% | 0% | 0% | 0%
Small-Medium Nonresidential
Cost Element | [6 empty] | Phase V
Total Budget ($000) | Metric | PY18 | PY19 | PY20 | PY21 | PY22 | Total
Incentives | Rebates | 1818.0177 | 2017.9362 | 2306.7857 | 2579.8613 | 2153.0492 | 10875.6502
| Upstream/Midstream Buydown | 0 | 0 | 0 | 0 | 0 | 0
| Kits | 0 | 0 | 0 | 0 | 0 | 0
| Direct-Install Materials and Labor | 412.1447 | 480.8344 | 618.2171 | 755.5998 | 480.8344 | 2747.6303
| Incentive Total | 2230.1624 | 2498.7706 | 2925.0028 | 3335.4611 | 2633.8836 | 13623.2805
Non-Incentives | Program Design | 13.1301 | 14.4407 | 15.8943 | 17.479 | 19.2305 | 80.1747
| Administrative | 193.7885 | 215.0984 | 245.8879 | 274.9959 | 229.5006 | 1159.2712
| EDC Delivery Costs | 100.0707 | 111.075 | 126.9744 | 142.0055 | 118.5121 | 598.6376
| CSP Delivery Fees | 1673.1572 | 1857.1461 | 2122.98 | 2374.2967 | 1981.4933 | 10009.0734
| Marketing | 52.7537 | 58.5548 | 66.9364 | 74.8603 | 62.4754 | 315.5806
| EM&V | 157.2709 | 173.3526 | 194.609 | 214.3153 | 186.6302 | 926.178
| Implementation Services | 75.9465 | 84.298 | 96.3645 | 107.772 | 89.9422 | 454.3232
| Non-Incentive Total | 2266.1177 | 2513.9656 | 2869.6464 | 3205.7248 | 2687.7843 | 13543.2388
Percent Incentives |  | 64.24% | 64.13% | 64.04% | 64.27% | 64.18% | 83.42%
Large Commercial Downstream Incentives
Cost Element | [6 empty] | Phase V
Total Budget ($000) | Metric | PY18 | PY19 | PY20 | PY21 | PY22 | Total
Incentives | Rebates | 878.8084 | 1025.276 | 1318.2122 | 1611.1483 | 1025.276 | 5858.721
Upstream/Midstream Buydown
Kits
Direct-Install Materials and Labor
| Incentive Total | 878.8084 | 1025.276 | 1318.2122 | 1611.1483 | 1025.276 | 5858.721
Non-Incentives | Program Design | 8.6383 | 9.5006 | 10.4569 | 11.4995 | 12.6518 | 52.7472
| Administrative | 114.4033 | 133.4705 | 171.6049 | 209.7393 | 133.4705 | 762.6884
| EDC Delivery Costs | 59.0769 | 68.923 | 88.6153 | 108.3076 | 68.923 | 393.8457
| CSP Delivery Fees | 448.8976 | 523.7136 | 673.3461 | 822.9787 | 523.7136 | 2992.6497
| Marketing | 31.1432 | 36.3338 | 46.7148 | 57.0959 | 36.3338 | 207.6215
| EM&V | 91.3987 | 106.6317 | 137.0979 | 167.5642 | 106.6317 | 609.3242
| Implementation Services | 44.8351 | 52.3076 | 67.2527 | 82.1977 | 52.3076 | 298.9008
| Non-Incentive Total | 798.3931 | 930.8808 | 1195.0887 | 1459.3829 | 934.032 | 5317.7775
Percent Incentives |  | 52.42% | 52.4% | 52.41% | 52.45% | 52.47% | 52.33%
Public Agency Partnership
Cost Element | [6 empty] | Phase V
Total Budget ($000) | Metric | PY18 | PY19 | PY20 | PY21 | PY22 | Total
Incentives | Rebates | 1310.7533 | 1602.0318 | 1674.8514 | 1602.0318 | 1092.2944 | 7281.9627
Upstream/Midstream Buydown
Kits
Direct-Install Materials and Labor
| Incentive Total | 1310.7533 | 1602.0318 | 1674.8514 | 1602.0318 | 1092.2944 | 7281.9627
Non-Incentives | Program Design | 4.6911 | 4.6911 | 4.6911 | 4.6911 | 4.6911 | 23.4555
| Administrative | 67.8301 | 82.9034 | 86.6717 | 82.9034 | 56.5251 | 376.8337
| EDC Delivery Costs | 35.0269 | 42.8106 | 44.7565 | 42.8106 | 29.189 | 194.5937
| CSP Delivery Fees | 478.5889 | 584.9419 | 611.5302 | 584.9419 | 398.824 | 2658.827
| Marketing | 18.4649 | 22.5682 | 23.5941 | 22.5682 | 15.3874 | 102.5829
| EM&V | 54.1905 | 66.2329 | 69.2435 | 66.2329 | 45.1588 | 301.0586
| Implementation Services | 29.4964 | 32.4902 | 33.967 | 32.4902 | 22.1524 | 150.5962
| Non-Incentive Total | 688.2887 | 836.6384 | 874.4541 | 836.6384 | 571.9279 | 3807.9474
Percent Incentives |  | 65.57% | 65.69% | 65.7% | 65.69% | 65.63% | 65.66%
Large Industrial Downstream Incentives
Cost Element | [6 empty] | Phase V
Total Budget ($000) | Metric | PY18 | PY19 | PY20 | PY21 | PY22 | Total
Incentives | Rebates | 626.3044 | 1054.947 | 1347.7868 | 1463.8576 | 1603.4839 | 6096.3795
Upstream/Midstream Buydown
Kits
Direct-Install Materials and Labor
| Incentive Total | 626.3044 | 1054.947 | 1347.7868 | 1463.8576 | 1603.4839 | 6096.3795
Non-Incentives | Program Design | 6.9107 | 7.6005 | 8.3656 | 9.1996 | 10.1214 | 42.1978
| Administrative | 62.6831 | 105.5834 | 134.892 | 146.5089 | 160.4833 | 610.1508
| EDC Delivery Costs | 32.369 | 54.5224 | 69.6571 | 75.6559 | 82.8722 | 315.0766
| CSP Delivery Fees | 375.0214 | 631.686 | 807.0339 | 876.5353 | 960.1414 | 3650.418
| Marketing | 17.0638 | 28.7423 | 36.7208 | 39.8831 | 43.6873 | 166.0972
| EM&V | 50.0786 | 84.3523 | 107.7675 | 117.0483 | 128.2127 | 487.4594
| Implementation Services | 24.5658 | 41.3786 | 52.8647 | 57.4174 | 62.8941 | 239.1206
| Non-Incentive Total | 566.1168 | 953.567 | 1218.2651 | 1323.1815 | 1449.3898 | 5510.5202
Percent Incentives |  | 52.52% | 52.52% | 52.52% | 52.52% | 52.52% | 52.52%
All Programs
Cost Element | [6 empty] | Phase V
Total Budget ($000) | Metric | PY18 | PY19 | PY20 | PY21 | PY22 | Total
Incentives | Rebates | 5755.7107 | 7267.5671 | 8521.872 | 9205.4824 | 7571.3054 | 38321.9377
| Upstream/Midstream Buydown | 0 | 0 | 0 | 0 | 0 | 0
| Kits | 0 | 0 | 0 | 0 | 0 | 0
| Direct-Install Materials and Labor | 2190.2508 | 2277.6968 | 2432.7641 | 2587.2956 | 2332.8942 | 11820.9016
| Incentive Total | 7945.9615 | 9545.2639 | 10954.6362 | 11792.778 | 9904.1996 | 50142.8392
Non-Incentives | Program Design | 47.9797 | 52.3007 | 57.0931 | 62.3176 | 68.092 | 287.783
| Administrative | 665.5301 | 798.4764 | 922.7961 | 986.7852 | 825.2412 | 4198.8289
| EDC Delivery Costs | 343.674 | 412.3263 | 476.5239 | 509.5673 | 426.1474 | 2168.2389
| CSP Delivery Fees | 5783.5734 | 6695.9298 | 7516.5904 | 7900.208 | 6918.1484 | 34814.4499
| Marketing | 181.1728 | 217.3639 | 251.2066 | 268.6259 | 224.6498 | 1143.0189
| EM&V | 525.4633 | 634.7437 | 730.723 | 778.2963 | 657.2296 | 3326.456
| Implementation Services | 263.7375 | 312.9262 | 361.6476 | 386.7252 | 323.4154 | 1648.4519
| Non-Incentive Total | 7811.1306 | 9124.0671 | 10316.5806 | 10892.5254 | 9442.9238 | 47587.2276
Percent Incentives |  | 50.43% | 51.13% | 51.5% | 51.98% | 51.19% | 51.31%

## Table 11 P5 Settlement
Table 11: Sector-Specific Summary of EE&C Costs
Residential Portfolio
[11 empty] | Cost Elements ($) | [5 empty] | Total Cost $ | Acquisiton Cost ($/MWh) | Levelized Cost ($/MWh) | Acquisiton Cost ($/MW)
EE&C Program | Annualize kWh Savings | MWh | kW | MW | Lifecyle kWh Savings | Program EUL | Particpant Cost | Incentives | Program Design | Administrative | EDC Delivery Costs | CSP Delivery Fees | Marketing | EM&V | Other | Levlized Cost cost (per TRC Order)
Residential - Appliance Recylcing | 6126000 | 6126 | 1525.0895 | 1.5251 | 41892997.1863 | 6.8386 | 927893.7483 | 1019277 | 6462.5859 | 93444.5887 | 48253.9771 | 1561334 | 25437.7901 | 74654.402 | 36621.32 | 2767639.8262 | 2865485.6637 | 467.758 | 89.0097 | 1878896.7347
Residential - On-Line Marketplace | 6500000 | 6500 | 3076.9443 | 3.0769 | 58583469.5176 | 9.0128 | 3411391.958 | 2506378 | 6857.1349 | 99149.4983 | 51199.943 | 1910573 | 26990.7991 | 79212.1471 | 38857.0976 | 3413597.9405 | 4719217.62 | 726.0335 | 73.8861 | 1533735.1437
Residential - Midstream Incentives | 20000000 | 20000 | 871.6839 | 0.87168 | 290831232.6918 | 14.5416 | 37672606.3855 | 4683569.23 | 21098.8765 | 305075.3794 | 157538.2862 | 2449965.2644 | 83048.6128 | 243729.6834 | 119560.3003 | 37675965.3031 | 8063585.633 | 403.1793 | 190.3088 | 9250584.3343
Residential - Low Income EE | 16932000 | 16932 | 6213.2594 | 6.2133 | 148186439.2784 | 8.7519 | 3466720.4409 | 9073271.25 | 17862.3089 | 258276.8162 | 133371.9131 | 5336195.6939 | 70308.9556 | 206341.5499 | 101219.7502 | 3472826.1556 | 15196848.2378 | 897.5223 | 31.7341 | 2445873.7786
Residential - Behavioral Efficiency | 30200000 | 30200 | 7050 | 7.05 | 60400000 | 2 | 0 | 0 | 31859.3035 | 460663.8229 | 237882.8122 | 3604913 | 125403.4053 | 368031.8219 | 180536.0534 | 4977.4309 | 5009290.2193 | 165.8705 | 0.17306 | 710537.6198
Low Income Behavioral Efficiency | 2500000 | 2500 | 529.7619 | 0.52976 | 5000000 | 2 | 0 | 0 | 5067.6463 | 73274.7122 | 37838.4274 | 640501 | 19947.0807 | 30466.2104 | 28716.6621 | 830.7441 | 835811.7391 | 334.3247 | 0.34891 | 1577712.0468
Nonresidential Portfolio
Small Medium Nonresidential Efficiency | 76000431 | 76000.431 | 11854.3397 | 11.8543 | 1080779345.7152 | 14.2207 | 3518517.7024 | 13623280.46 | 80174.6791 | 1159271.2352 | 598637.6352 | 10009073.398 | 315580.5889 | 926178.0492 | 454323.1816 | 3531980.7665 | 27166519.2272 | 357.4522 | 4.6949 | 2291694.0038
Large Commercial - Downstream | 50000000 | 50000 | 10748.3591 | 10.7484 | 621253757.8694 | 12.4251 | 17000543.7555 | 5858721.02 | 52747.1913 | 762688.4485 | 393845.7156 | 2992649.653 | 207621.5319 | 609324.2084 | 298900.7507 | 17005808.7858 | 11176498.5194 | 223.53 | 38.3737 | 1039832.9994
Public Agency Partnership | 24704299.9998 | 24704.3 | 4263.578 | 4.2636 | 306952784.2077 | 12.4251 | 8351343.6407 | 7281962.73 | 23455.4839 | 376833.6848 | 194593.6542 | 2658826.9793 | 102582.8922 | 301058.5608 | 150596.1663 | 8355128.1326 | 11089910.1515 | 448.9061 | 38.1582 | 2601080.6194
Large Industrial - Downstream | 40000000 | 40000 | 5584.6597 | 5.5847 | 584237057.0784 | 14.6059 | 6085658.575 | 6096379.52 | 42197.753 | 610150.7588 | 315076.5725 | 3650417.9586 | 166097.2255 | 487459.3668 | 239120.6006 | 6091126.8975 | 11606899.7558 | 290.1725 | 15.3837 | 2078354.0045
Portfolio Total | 272962730.9998 | 272962.731 | 51717.6755 | 51.7177 | 3198117083.5448 |  | 80434676.2064 | 50142839.21 | 287782.9633 | 4198828.945 | 2168238.9365 | 34814449.9472 | 1143018.8821 | 3326456 | 1648451.8828 | 82319881.9828 | 97730066.7669 | 358.0345 | 36.9775 | 1889684.0539

## Table 12 P5 Settlement
Table 12: Allocation of Common Costs to Applicable Customer Sector
Sector Cost Allocation ($)
Common Cost Element | Total Cost | Basis for Cost Allocation | Residential (Inlcuding Low-Income) | Commercial/ Industrial Small | Commercial/ Industrial Large
Common Utility Staff | 1002681.6509 | % Plan Savings | 302160.6171 | 279174.5135 | 421346.5203
Marketing | 850000 | % Plan Savings | 256149.6207 | 236663.6871 | 357186.6923
Implementation Services | 1583104.6615 | % Plan Savings | 477072.5394 | 440780.4544 | 665251.6677
Tracking System Upgrade and Maintenance | 971640.8 | % Plan Savings | 292806.3792 | 270531.8756 | 408302.5452
Total | 4407427.1124 |  | 1328189.1564 | 1227150.5305 | 1852087.4255

## Table 13 P5 Settlement
Table 13: Summary of Portfolio EE&C Costs
Portfolio | Total Sector Portfoloio-specific Costs1 | Total Common Costs2 | Total of all Costs2
Residential (Inlcuding Low-Income) | 35362049.9576 | 1328189.1564 | 36690239.114
Commercial/Industrial Small | 25939368.6977 | 1227150.5305 | 27166519.2281
Commercial/Industrial Large | 32020913.6775 | 1852087.4255 | 33873001.1031
Totals | 93322332.3328 | 4407427.1124 | 97729759.4452
1-Cost firures are carried over from Table 10, Total Cost Column.
2-Cost figures are to be carried over from the bottom row of Table 11
Common or indirect cost will be allocated based on savings contributions from each sector program.

## Table 14 - Gross P5 Settlement
Table 14 Gross: TRC Benefits Table
**Portfolio** | NTGR & TRC |  |  | TRC Costs by Program Year ($000) | [5 empty] | TRC Benefits By Program Per Year ($000)
| Program |  |  | Incremental Measure Cost |  |  | Program | Program | Total TRC | Capacity | Energy | Fossil Fuel / Water | O&M | Total TRC
Program | Year | NTGR | TRC | Paid by EDC | Paid by Participants | Admin Add. | Admin Cost | Admin Cost | Costs | Benefits | Benefits | Benefits | Benefits | Benefits
Residential Appliance Recycling | PY18 |  | 1.9463 | 166.9257 | 151.96 |  |  | 302.3513 | 454.3113 | 369.8139 | 514.405 | 0 | 0 | 884.2189
| PY19 |  | 1.9463 | 183.588 | 167.1284 |  |  | 332.5316 | 499.66 | 406.7281 | 565.7522 | 0 | 0 | 972.4803
| PY20 |  | 1.9463 | 202.068 | 183.9516 |  |  | 366.0042 | 549.9558 | 447.6694 | 622.7008 | 0 | 0 | 1070.3703
| PY21 |  | 1.9463 | 222.2142 | 202.2916 |  |  | 402.4949 | 604.7865 | 492.3021 | 684.7842 | 0 | 0 | 1177.0864
| PY22 |  | 1.9463 | 244.4811 | 222.5621 |  |  | 442.8267 | 665.3888 | 541.633 | 753.4027 | 0 | 0 | 1295.0357
Program Total |  | 1 | 1.9463 | 1019.277 | 927.8937 |  |  | 1846.2087 | 2774.1024 | 2258.1466 | 3141.045 | 0 | 0 | 5399.1916
Residential On-Line Marketplace | PY18 |  | 2.215 | 486.5442 | 662.2278 |  |  | 429.5618 | 1091.7896 | 1584.9217 | 833.3807 | 0 | 0 | 2418.3024
| PY19 |  | 2.215 | 493.9099 | 672.2531 |  |  | 436.0649 | 1108.318 | 1608.9155 | 845.997 | 0 | 0 | 2454.9125
| PY20 |  | 2.215 | 501.2756 | 682.2784 |  |  | 442.5679 | 1124.8463 | 1632.9093 | 858.6134 | 0 | 0 | 2491.5226
| PY21 |  | 2.215 | 508.6413 | 692.3037 |  |  | 449.071 | 1141.3747 | 1656.903 | 871.2298 | 0 | 0 | 2528.1328
| PY22 |  | 2.215 | 516.007 | 702.329 |  |  | 455.574 | 1157.903 | 1680.8968 | 883.8461 | 0 | 0 | 2564.7429
Program Total |  | 1 | 2.215 | 2506.378 | 3411.392 |  |  | 2212.8396 | 5624.2316 | 8164.5463 | 4293.067 | 0 | 0 | 12457.6132
Residential Midstream Incentives | PY18 |  | 0 | 876.7794 | 7052.4346 |  |  | 632.7501 | 7685.1846 | 491.8254 | 3352.3988 | 0 | 0 | 3844.2242
| PY19 |  | 0.50021 | 926.7248 | 7454.1735 |  |  | 668.7944 | 8122.9679 | 519.842 | 3543.3668 | 0 | 0 | 4063.2088
| PY20 |  | 0.50021 | 943.3144 | 7587.6133 |  |  | 680.7667 | 8268.38 | 529.1479 | 3606.7978 | 0 | 0 | 4135.9457
| PY21 |  | 0.50021 | 959.904 | 7721.0531 |  |  | 692.7391 | 8413.7921 | 538.4537 | 3670.2289 | 0 | 0 | 4208.6826
| PY22 |  | 0.50021 | 976.8466 | 7857.332 |  |  | 704.9661 | 8562.2981 | 547.9576 | 3735.0095 | 0 | 0 | 4282.9672
Program Total |  | 1 | 0.50021 | 4683.5692 | 37672.6064 |  |  | 3380.0164 | 41052.6228 | 2627.2266 | 17907.8018 | 0 | 0 | 20535.0285
Low Income Energy Efficiency | PY18 |  | 3.1498 | 1778.1061 | 679.3797 |  |  | 1200.0489 | 1200.0489 | 1703.7921 | 2127.2009 | -51.0582 | 0 | 3779.9348
| PY19 |  | 3.1498 | 1796.8625 | 686.5462 |  |  | 1212.7077 | 1212.7077 | 1721.7646 | 2149.6397 | -51.5968 | 0 | 3819.8075
| PY20 |  | 3.1498 | 1814.5471 | 693.3031 |  |  | 1224.6431 | 1224.6431 | 1738.7101 | 2170.7963 | -52.1046 | 0 | 3857.4018
| PY21 |  | 3.1498 | 1831.6958 | 699.8553 |  |  | 1236.2168 | 1236.2168 | 1755.1421 | 2191.3118 | -52.597 | 0 | 3893.8568
| PY22 |  | 3.1498 | 1852.0599 | 707.636 |  |  | 1249.9605 | 1249.9605 | 1774.655 | 2215.674 | -53.1818 | 0 | 3937.1472
Program Total |  | 1 | 3.1498 | 9073.2713 | 3466.7204 |  |  | 6123.577 | 6123.577 | 8694.0638 | 10854.6228 | -260.5385 | 0 | 19288.1481
Residential Behavioral Efficiency | PY18 |  | 1.4071 | 0 | 0 |  |  | 962.0491 | 962.0491 | 338.466 | 1015.232 | 0 | 0 | 1353.698
| PY19 |  | 1.4071 | 0 | 0 |  |  | 1127.9197 | 1127.9197 | 396.8222 | 1190.272 | 0 | 0 | 1587.0942
| PY20 |  | 1.4071 | 0 | 0 |  |  | 1144.5067 | 1144.5067 | 402.6578 | 1207.776 | 0 | 0 | 1610.4338
| PY21 |  | 1.4071 | 0 | 0 |  |  | 962.0491 | 962.0491 | 338.466 | 1015.232 | 0 | 0 | 1353.698
| PY22 |  | 1.4071 | 0 | 0 |  |  | 812.7656 | 812.7656 | 285.9454 | 857.696 | 0 | 0 | 1143.6414
Program Total |  | 1 | 1.4071 | 0 | 0 |  |  | 5009.2902 | 5009.2902 | 1762.3574 | 5286.208 | 0 | 0 | 7048.5654
Low Income Behavioral Efficiency | PY18 |  | 0.68201 | 0 | 0 |  |  | 258.7036 | 258.7036 | 40.9902 | 135.4476 | 0 | 0 | 176.4378
| PY19 |  | 0.68201 | 0 | 0 |  |  | 139.302 | 139.302 | 22.0716 | 72.9333 | 0 | 0 | 95.005
| PY20 |  | 0.68201 | 0 | 0 |  |  | 139.302 | 139.302 | 22.0716 | 72.9333 | 0 | 0 | 95.005
| PY21 |  | 0.68201 | 0 | 0 |  |  | 139.302 | 139.302 | 22.0716 | 72.9333 | 0 | 0 | 95.005
| PY22 |  | 0.68201 | 0 | 0 |  |  | 159.2022 | 159.2022 | 25.2247 | 83.3524 | 0 | 0 | 108.5771
Program Total |  | 1 | 0.68201 | 0 | 0 |  |  | 835.8117 | 835.8117 | 132.4298 | 437.6 | 0 | 0 | 570.0298
Small-Medium Nonresidential Efficiency | PY18 |  | 2.4353 | 2277.3227 | 5603.9528 |  |  | 2263.9426 | 7279.7257 | 7184.0102 | 11115.5201 | -571.5729 | 0 | 17727.9575
| PY19 |  | 2.4353 | 2527.7487 | 6220.192 |  |  | 2512.8973 | 8080.2415 | 7974.0006 | 12337.8395 | -634.4259 | 0 | 19677.4142
| PY20 |  | 2.4353 | 2889.5734 | 7110.5569 |  |  | 2872.5961 | 9236.8559 | 9115.4075 | 14103.8909 | -725.2384 | 0 | 22494.0601
| PY21 |  | 2.4353 | 3231.6389 | 7952.2992 |  |  | 3212.6518 | 10330.3078 | 10194.4825 | 15773.4987 | -811.0915 | 0 | 25156.8896
| PY22 |  | 2.4353 | 2696.9968 | 6636.6713 |  |  | 2681.1509 | 8621.2624 | 8507.908 | 13163.9322 | -676.9046 | 0 | 20994.9356
Program Total |  | 1 | 2.4353 | 13623.2805 | 33523.6722 |  |  | 13543.2388 | 43548.3933 | 42975.8089 | 66494.6814 | -3419.2333 | 0 | 106051.257
Large Commercial Downstream Incentives | PY18 |  | 2.6326 | 878.8084 | 2550.0824 |  |  | 797.6669 | 3347.7492 | 3085.5153 | 5884.0627 | -156.3568 | 0 | 8813.2211
| PY19 |  | 2.6326 | 1025.276 | 2975.0948 |  |  | 930.6109 | 3905.7057 | 3599.7662 | 6864.7367 | -182.4162 | 0 | 10282.0867
| PY20 |  | 2.6326 | 1318.2122 | 3825.1222 |  |  | 1196.4999 | 5021.6221 | 4628.2713 | 8826.0909 | -234.5351 | 0 | 13219.8271
| PY21 |  | 2.6326 | 1611.1483 | 4675.1497 |  |  | 1462.3889 | 6137.5385 | 5656.7764 | 10787.4452 | -286.6541 | 0 | 16157.5674
| PY22 |  | 2.6326 | 1025.276 | 2975.0948 |  |  | 930.6109 | 3905.7057 | 3599.7662 | 6864.7367 | -182.4162 | 0 | 10282.0867
Program Total |  | 1 | 2.6326 | 5858.721 | 17000.5438 |  |  | 5317.7775 | 22318.3213 | 20570.0953 | 39227.0722 | -1042.3784 | 0 | 58754.789
Public Agency Partnership | PY18 |  | 2.3654 | 1310.7533 | 1503.2419 |  |  | 685.3752 | 2188.6171 | 1780.8974 | 3488.6785 | -92.7044 | 0 | 5176.8715
| PY19 |  | 2.3654 | 1602.0318 | 1837.2956 |  |  | 837.6808 | 2674.9764 | 2176.6524 | 4263.9404 | -113.3054 | 0 | 6327.2874
| PY20 |  | 2.3654 | 1674.8514 | 1920.809 |  |  | 875.7572 | 2796.5663 | 2275.5912 | 4457.7559 | -118.4557 | 0 | 6614.8914
| PY21 |  | 2.3654 | 1602.0318 | 1837.2956 |  |  | 837.6808 | 2674.9764 | 2176.6524 | 4263.9404 | -113.3054 | 0 | 6327.2874
| PY22 |  | 2.3654 | 1092.2944 | 1252.7015 |  |  | 571.146 | 1823.8476 | 1484.0812 | 2907.2321 | -77.2537 | 0 | 4314.0596
Program Total |  | 1 | 2.3654 | 7281.9627 | 8351.3436 | 0 | 3611.8368 | 3807.6401 | 12158.9837 | 9893.8747 | 19381.5472 | -515.0246 | 0 | 28760.3973
Large Industrial Downstream Incentives | PY18 |  | 4.3226 | 626.3044 | 625.2029 |  |  | 566.1168 | 1191.3197 | 1591.8117 | 3569.6193 | -11.8197 | 0 | 5149.6113
| PY19 |  | 4.3226 | 1054.947 | 1053.0918 |  |  | 953.567 | 2006.6588 | 2681.2475 | 6012.6662 | -19.909 | 0 | 8674.0047
| PY20 |  | 4.3226 | 1347.7868 | 1345.4166 |  |  | 1218.2651 | 2563.6816 | 3425.5275 | 7681.7055 | -25.4355 | 0 | 11081.7974
| PY21 |  | 4.3226 | 1463.8576 | 1461.2832 |  |  | 1323.1815 | 2784.4648 | 3720.5324 | 8343.2505 | -27.626 | 0 | 12036.1569
| PY22 |  | 4.3226 | 1603.4839 | 1600.664 |  |  | 1449.3898 | 3050.0539 | 4075.406 | 9139.0503 | -30.2611 | 0 | 13184.1952
Program Total |  | 1 | 4.3226 | 6096.3795 | 6085.6586 |  |  | 5510.5202 | 11596.1788 | 15494.5251 | 34746.2917 | -115.0514 | 0 | 50125.7654
All Programs | PY18 | 1 | 1.9223 | 8401.5442 | 18828.482 | 0 | 0 | 8098.5664 | 25659.499 | 18172.0438 | 32035.9456 | -883.512 | 0 | 49324.4775
| PY19 | 1 | 2.0068 | 9611.0887 | 21065.7753 | 0 | 0 | 9152.0763 | 28878.4576 | 21107.8108 | 37847.1439 | -1001.6534 | 0 | 57953.3012
| PY20 | 1 | 2.0789 | 10691.6288 | 23349.0511 | 0 | 0 | 10160.9089 | 32070.3597 | 24217.9636 | 43609.0609 | -1155.7693 | 0 | 66671.2551
| PY21 | 1 | 2.1187 | 11431.1318 | 25241.5314 | 0 | 0 | 10717.7758 | 34424.8086 | 26551.7822 | 47673.8547 | -1291.2741 | 0 | 72934.3629
| PY22 | 1 | 2.0697 | 10007.4456 | 21954.9909 | 0 | 0 | 9457.5929 | 30008.3879 | 22523.474 | 40603.9319 | -1020.0173 | 0 | 62107.3886
Portfolio Total |  |  | 2.0457 | 50142.8392 | 110439.8307 | #REF! | #REF! | 47586.9202 | 151041.5128 | 112573.0744 | 201769.937 | -5352.2261 | 0 | 308990.7853

## Table 14 - Net P5 Settlement
Table 14 Net: TRC Benefits Table
**Portfolio** | NTGR & TRC |  |  | TRC Costs by Program Year ($000) | [5 empty] | TRC Benefits By Program Per Year ($000)
| Program |  |  | Incremental Measure Cost |  |  | Program | Program | Total TRC | Capacity | Energy | Fossil Fuel / Water | O&M | Total TRC
Program | Year | NTGR | TRC | Paid by EDC | Paid by Participants | Admin Add. | Admin Cost | Admin Cost | Costs | Benefits | Benefits | Benefits | Benefits | Benefits
Residential Appliance Recycling | PY18 |  | 1.5408 | 166.9257 | 108.8961 |  |  | 302.3513 | 411.2474 | 265.0123 | 368.6278 | 0 | 0 | 633.6401
| PY19 |  | 1.5408 | 183.588 | 119.7659 |  |  | 332.5316 | 452.2975 | 291.4654 | 405.4236 | 0 | 0 | 696.8891
| PY20 |  | 1.5408 | 202.068 | 131.8215 |  |  | 366.0042 | 497.8258 | 320.8044 | 446.2336 | 0 | 0 | 767.038
| PY21 |  | 1.5408 | 222.2142 | 144.9642 |  |  | 402.4949 | 547.4591 | 352.7886 | 490.7232 | 0 | 0 | 843.5118
| PY22 |  | 1.5408 | 244.4811 | 159.4902 |  |  | 442.8267 | 602.3169 | 388.1396 | 539.8958 | 0 | 0 | 928.0354
Program Total |  | 0.71661 | 1.5408 | 1019.277 | 664.9379 |  |  | 1846.2087 | 2511.1465 | 1618.2103 | 2250.904 | 0 | 0 | 3869.1143
Residential On-Line Marketplace | PY18 |  | 2.215 | 486.5442 | 662.2278 |  |  | 429.5618 | 1091.7896 | 1584.9217 | 833.3807 | 0 | 0 | 2418.3024
| PY19 |  | 2.215 | 493.9099 | 672.2531 |  |  | 436.0649 | 1108.318 | 1608.9155 | 845.997 | 0 | 0 | 2454.9125
| PY20 |  | 2.215 | 501.2756 | 682.2784 |  |  | 442.5679 | 1124.8463 | 1632.9093 | 858.6134 | 0 | 0 | 2491.5226
| PY21 |  | 2.215 | 508.6413 | 692.3037 |  |  | 449.071 | 1141.3747 | 1656.903 | 871.2298 | 0 | 0 | 2528.1328
| PY22 |  | 2.215 | 516.007 | 702.329 |  |  | 455.574 | 1157.903 | 1680.8968 | 883.8461 | 0 | 0 | 2564.7429
Program Total |  | 1 | 2.215 | 2506.378 | 3411.392 |  |  | 2212.8396 | 5624.2316 | 8164.5463 | 4293.067 | 0 | 0 | 12457.6132
Residential Midstream Incentives | PY18 |  | 0 | 876.7794 | 7052.4346 |  |  | 632.7501 | 7685.1846 | 491.8254 | 3352.3988 | 0 | 0 | 3844.2242
| PY19 |  | 0.50021 | 926.7248 | 7454.1735 |  |  | 668.7944 | 8122.9679 | 519.842 | 3543.3668 | 0 | 0 | 4063.2088
| PY20 |  | 0.50021 | 943.3144 | 7587.6133 |  |  | 680.7667 | 8268.38 | 529.1479 | 3606.7978 | 0 | 0 | 4135.9457
| PY21 |  | 0.50021 | 959.904 | 7721.0531 |  |  | 692.7391 | 8413.7921 | 538.4537 | 3670.2289 | 0 | 0 | 4208.6826
| PY22 |  | 0.50021 | 976.8466 | 7857.332 |  |  | 704.9661 | 8562.2981 | 547.9576 | 3735.0095 | 0 | 0 | 4282.9672
Program Total |  | 1 | 0.50021 | 4683.5692 | 37672.6064 |  |  | 3380.0164 | 41052.6228 | 2627.2266 | 17907.8018 | 0 | 0 | 20535.0285
Low Income Energy Efficiency | PY18 |  | 3.1498 | 1778.1061 | 679.3797 |  |  | 1200.0489 | 1200.0489 | 1703.7921 | 2127.2009 | -51.0582 | 0 | 3779.9348
| PY19 |  | 3.1498 | 1796.8625 | 686.5462 |  |  | 1212.7077 | 1212.7077 | 1721.7646 | 2149.6397 | -51.5968 | 0 | 3819.8075
| PY20 |  | 3.1498 | 1814.5471 | 693.3031 |  |  | 1224.6431 | 1224.6431 | 1738.7101 | 2170.7963 | -52.1046 | 0 | 3857.4018
| PY21 |  | 3.1498 | 1831.6958 | 699.8553 |  |  | 1236.2168 | 1236.2168 | 1755.1421 | 2191.3118 | -52.597 | 0 | 3893.8568
| PY22 |  | 3.1498 | 1852.0599 | 707.636 |  |  | 1249.9605 | 1249.9605 | 1774.655 | 2215.674 | -53.1818 | 0 | 3937.1472
Program Total |  | 1 | 3.1498 | 9073.2713 | 3466.7204 |  |  | 6123.577 | 6123.577 | 8694.0638 | 10854.6228 | -260.5385 | 0 | 19288.1481
Residential Behavioral Efficiency | PY18 |  | 1.4071 | 0 | 0 |  |  | 962.0491 | 962.0491 | 338.466 | 1015.232 | 0 | 0 | 1353.698
| PY19 |  | 1.4071 | 0 | 0 |  |  | 1127.9197 | 1127.9197 | 396.8222 | 1190.272 | 0 | 0 | 1587.0942
| PY20 |  | 1.4071 | 0 | 0 |  |  | 1144.5067 | 1144.5067 | 402.6578 | 1207.776 | 0 | 0 | 1610.4338
| PY21 |  | 1.4071 | 0 | 0 |  |  | 962.0491 | 962.0491 | 338.466 | 1015.232 | 0 | 0 | 1353.698
| PY22 |  | 1.4071 | 0 | 0 |  |  | 812.7656 | 812.7656 | 285.9454 | 857.696 | 0 | 0 | 1143.6414
Program Total |  | 1 | 1.4071 | 0 | 0 |  |  | 5009.2902 | 5009.2902 | 1762.3574 | 5286.208 | 0 | 0 | 7048.5654
Low Income Behavioral Efficiency | PY18 |  | 0.68201 | 0 | 0 |  |  | 258.7036 | 258.7036 | 40.9902 | 135.4476 | 0 | 0 | 176.4378
| PY19 |  | 0.68201 | 0 | 0 |  |  | 139.302 | 139.302 | 22.0716 | 72.9333 | 0 | 0 | 95.005
| PY20 |  | 0.68201 | 0 | 0 |  |  | 139.302 | 139.302 | 22.0716 | 72.9333 | 0 | 0 | 95.005
| PY21 |  | 0.68201 | 0 | 0 |  |  | 139.302 | 139.302 | 22.0716 | 72.9333 | 0 | 0 | 95.005
| PY22 |  | 0.68201 | 0 | 0 |  |  | 159.2022 | 159.2022 | 25.2247 | 83.3524 | 0 | 0 | 108.5771
Program Total |  | 1 | 0.68201 | 0 | 0 |  |  | 835.8117 | 835.8117 | 132.4298 | 437.6 | 0 | 0 | 570.0298
Small-Medium Nonresidential Efficiency | PY18 |  | 2.0084 | 2277.3227 | 5603.9528 |  |  | 2263.9426 | 7279.7257 | 7184.0102 | 11115.5201 | -571.5729 | 0 | 17727.9575
| PY19 |  | 2.0084 | 2527.7487 | 6220.192 |  |  | 2512.8973 | 8080.2415 | 7974.0006 | 12337.8395 | -634.4259 | 0 | 19677.4142
| PY20 |  | 2.0084 | 2889.5734 | 7110.5569 |  |  | 2872.5961 | 9236.8559 | 9115.4075 | 14103.8909 | -725.2384 | 0 | 22494.0601
| PY21 |  | 2.0084 | 3231.6389 | 7952.2992 |  |  | 3212.6518 | 10330.3078 | 10194.4825 | 15773.4987 | -811.0915 | 0 | 25156.8896
| PY22 |  | 2.0084 | 2696.9968 | 6636.6713 |  |  | 2681.1509 | 8621.2624 | 8507.908 | 13163.9322 | -676.9046 | 0 | 20994.9356
Program Total |  | 0.82314 | 2.0084 | 13623.2805 | 33523.6722 |  |  | 13543.2388 | 43548.3933 | 42975.8089 | 66494.6814 | -3419.2333 | 0 | 106051.257
Large Commercial Downstream Incentives | PY18 |  | 2.5636 | 878.8084 | 2291.3797 |  |  | 797.6669 | 3089.0466 | 2772.4936 | 5287.1319 | -140.4946 | 0 | 7919.1309
| PY19 |  | 2.5636 | 1025.276 | 2673.2751 |  |  | 930.6109 | 3603.8861 | 3234.5744 | 6168.3178 | -163.9103 | 0 | 9238.9819
| PY20 |  | 2.5636 | 1318.2122 | 3437.0684 |  |  | 1196.4999 | 4633.5683 | 4158.739 | 7930.6951 | -210.7418 | 0 | 11878.6922
| PY21 |  | 2.5636 | 1611.1483 | 4200.8616 |  |  | 1462.3889 | 5663.2505 | 5082.9035 | 9693.0724 | -257.5734 | 0 | 14518.4025
| PY22 |  | 2.5636 | 1025.276 | 2673.2751 |  |  | 930.6109 | 3603.8861 | 3234.5744 | 6168.3178 | -163.9103 | 0 | 9238.9819
Program Total |  | 0.89855 | 2.5636 | 5858.721 | 15275.8599 |  |  | 5317.7775 | 20593.6374 | 18483.2849 | 35247.535 | -936.6304 | 0 | 52794.1895
Public Agency Partnership | PY18 |  | 2.2846 | 1310.7533 | 1350.7399 |  |  | 685.3752 | 2036.1151 | 1600.2276 | 3134.7564 | -83.2997 | 0 | 4651.6844
| PY19 |  | 2.2846 | 1602.0318 | 1650.9043 |  |  | 837.6808 | 2488.5851 | 1955.8338 | 3831.369 | -101.8107 | 0 | 5685.392
| PY20 |  | 2.2846 | 1674.8514 | 1725.9454 |  |  | 875.7572 | 2601.7026 | 2044.7353 | 4005.5221 | -106.4385 | 0 | 5943.819
| PY21 |  | 2.2846 | 1602.0318 | 1650.9043 |  |  | 837.6808 | 2488.5851 | 1955.8338 | 3831.369 | -101.8107 | 0 | 5685.392
| PY22 |  | 2.2846 | 1092.2944 | 1125.6165 |  |  | 571.146 | 1696.7626 | 1333.523 | 2612.297 | -69.4164 | 0 | 3876.4037
Program Total |  | 0.89855 | 2.2846 | 7281.9627 | 7504.1103 | 0 | 3611.8368 | 3807.6401 | 11311.7504 | 8890.1535 | 17415.3136 | -462.776 | 0 | 25842.6911
Large Industrial Downstream Incentives | PY18 |  | 4.1025 | 626.3044 | 561.7769 |  |  | 566.1168 | 1127.8937 | 1430.3244 | 3207.4859 | -10.6206 | 0 | 4627.1897
| PY19 |  | 4.1025 | 1054.947 | 946.2569 |  |  | 953.567 | 1899.824 | 2409.2383 | 5402.6888 | -17.8893 | 0 | 7794.0378
| PY20 |  | 4.1025 | 1347.7868 | 1208.9258 |  |  | 1218.2651 | 2427.1908 | 3078.012 | 6902.4061 | -22.8551 | 0 | 9957.563
| PY21 |  | 4.1025 | 1463.8576 | 1313.0379 |  |  | 1323.1815 | 2636.2194 | 3343.0891 | 7496.8382 | -24.8234 | 0 | 10815.1039
| PY22 |  | 4.1025 | 1603.4839 | 1438.2787 |  |  | 1449.3898 | 2887.6685 | 3661.9611 | 8211.9051 | -27.1911 | 0 | 11846.6751
Program Total |  | 0.89855 | 4.1025 | 6096.3795 | 5468.2762 |  |  | 5510.5202 | 10978.7964 | 13922.625 | 31221.3241 | -103.3795 | 0 | 45040.5695
All Programs | PY18 | 1 | 1.8747 | 8401.5442 | 18310.7874 | 0 | 0 | 8098.5664 | 25141.8044 | 17412.0635 | 30577.1821 | -857.046 | 0 | 47132.1997
| PY19 | 1 | 1.9519 | 9611.0887 | 20423.367 | 0 | 0 | 9152.0763 | 28236.0493 | 20134.5284 | 35947.8475 | -969.6331 | 0 | 55112.7429
| PY20 | 1 | 2.0203 | 10691.6288 | 22577.5127 | 0 | 0 | 10160.9089 | 31298.8213 | 23043.1948 | 41305.6647 | -1117.3784 | 0 | 63231.4811
| PY21 | 1 | 2.059 | 11431.1318 | 24375.2792 | 0 | 0 | 10717.7758 | 33558.5564 | 25240.1339 | 45106.4372 | -1247.896 | 0 | 69098.675
| PY22 | 1 | 2.0073 | 10007.4456 | 21300.629 | 0 | 0 | 9457.5929 | 29354.026 | 21440.7858 | 38471.926 | -990.6042 | 0 | 58922.1075
Portfolio Total |  |  | 1.9886 | 50142.8392 | 106987.5753 | #REF! | #REF! | 47586.9202 | 147589.2574 | 107270.7064 | 191409.0576 | -5182.5577 | 0 | 293497.2063